## Sheet1 (hidden)
Tables
End-use licensing controls of ODS and SGGs, enforced under the Act in Australia, are calculated to have avoided the equivalent of 24.7 Mt of CO2 (68%ODS / 32%SGG) emissions between 2003 and 2013, as a result of reducing direct emissions of ODS and SGGs. These controls are projected to avoid a further 59.3 Mt CO2e (57%ODS / 43%SGG) of direct emissions of ODS and SGGs in the period from 2014 to 2030.
Direct emissions estimated to be avoided
| Improvement measure | ODS | SGG | Total | ODS | SGG | Total
|  | 2003 to 2013 |  |  | 2014 to 2030.
The EUCE Model calculates that the introduction of end-use licensing controls and trading authorisations, in a process starting in 2003, has avoided direct emissions between 2003 and 2013 equivalent to 24.7 Mt of CO2 (68%ODS / 32%SGG) | [7 empty] | Mt of CO2 (68%ODS / 32%SGG)
§ Improvements in reducing handling losses and leaks from all classes of RAC equipment 19.37 Mt CO2e avoided (72%ODS / 28%SGG); | Improvements in reducing handling losses and leaks from all classes of RAC equipment |  |  | 19.37 |  |  | 43.67
§ The continuation of Refrigerant Reclaim Australia’s industry stewardship scheme and its expansion to SGGs 3.28 Mt CO2e avoided (65%ODS / 35%SGG); | The continuation of Refrigerant Reclaim Australia’s industry stewardship scheme and its expansion to SGGs |  |  | 3.28 |  |  | 12.74
§ The banning of disposable cylinders and a delayed move by wholesalers to centralised decanting of bulk ODS and SGGs 1.69 Mt CO2e avoided (33%ODS / 67%SGG); and, | The banning of disposable cylinders and a delayed move by wholesalers to centralised decanting of bulk |  |  | 1.69 |  |  | 1.61
§ Improvements in reducing handling losses and leaks from all classes of fire protection systems as a result of the Act produced a modest reduction in emissions of 0.33 Mt CO2e avoided (0%ODS / 100%SGG) between 2003 and 2013. | Improvements in reducing handling losses and leaks from all classes of fire protection systems |  |  | 0.33 |  |  | 1.31
|  |  |  | 24.67 |  |  | 59.33
Projected Emissions Abatement 2014 – 2030 | Indirect emissions reductions, as a result of reduced energy use |  |  | 3.6 |  |  | 7
The EUCE Model projects that end-use licensing controls and trading authorisations currently in place will avoid total direct emissions, over the projection period from 2014 to 2030, equivalent to 59.3 Mt CO2 (57%ODS / 43%SGG). | Direct emissions projected to be avoided: 2014 to 2030. |  |  | 59.3
§ Improvements in handling losses and leaks from all classes of RAC equipment 43.67 Mt CO2e avoided (68%ODS / 32%SGG); | Improvements in handling losses and leaks from all classes of RAC equipment |  |  | 43.67
§ The continuation of Refrigerant Reclaim Australia’s industry stewardship scheme 12.74 Mt avoided (CO2e 32%ODS / 68%SGG); | The continuation of Refrigerant Reclaim Australia’s industry stewardship scheme |  |  | 12.74
§ Decreasing but continuing abatement resulting from the early ban of disposable cylinders 1.61 Mt CO2e avoided (11%ODS / 89%SGG); and, | Decreasing but continuing abatement resulting from the early ban of disposable cylinders |  |  | 1.61
§ Improvements in reducing handling losses and leaks from all classes of fire protection systems that employ SGGs 1.31 Mt CO2e avoided (0%ODS/ 100%SGG). |  |  |  | 1.31
indirect emissions reductions, as a result of reduced energy use, of at least 3.6 Mt CO2 between 2003 and 2013, and are projected to avoid a further 7 Mt CO2 between 2014 and 2030. |  |  |  | 59.33 | Mt CO2e (57%ODS / 43%SGG)
7

## Appendix B Index
Cold Hard Facts 2020
Appendix B: | Issue: | Final V1.0 170820
B1: CHF3 Taxonomy | Date: | 2020-07-17
B2.1: New equipment sales mix by equipment type: Input units | Prepared by: | Peter Brodribb
B2.2: New equipment sales mix by product category: Refrigerant mass outputs | Company: | Expert Group
B3: Bank projections by class and segment | Scenarios selected | BAU
B4.1: Bulk imports and pre-charged equipment imports | Sales Mix | Sales Mix BAU
B4.2: Stationary AC: Pre-charged equipment imports | Leak Rates | Leak Rates BAU
B5: Usage in tonnes, and CO2e versus phase down schedules | Bank | Actual
Disclaimer
The views and opinions expressed in this publication are those of the authors and do not necessarily reflect those of the Australian Government or the Department of Agriculture, Water and the Environment. While due care and skill have been exercised in preparing and compiling the information and data in this publication, the authors and the Department of Agriculture, Water and the Environment, its employees and advisers disclaim all liability, including liability for negligence and for any loss, damage, injury, expense or cost incurred by any person as a result of accessing, using or relying on any of the information or data in this publication to the maximum extent permitted by law. ISBN: XX For bibliographic purposes this report may be cited as: Cold Hard Facts 2020, Peter Brodribb and Michael McCann 2020, Canberra. © Commonwealth of Australia 2020 This work is copyright. You may download, display, print and reproduce this material in unaltered form only (retaining this notice) for your personal, non-commercial use or use within your organisation. Apart from any use as permitted under the Copyright Act 1968, all other rights are reserved. Requests and enquiries concerning reproduction and rights should be addressed to Department of Agriculture, Water and the Environment, Public Affairs, GPO Box 787 Canberra ACT 2601 or email copyright@awe.gov.au.

## B1.CHF3.Taxonomy
CHF3 Taxonomy
© Commonwealth of Australia 2020
Item no | Class | Segment | Application | Category Code | Product category
STATIONARY AIR CONDITIONING
1 | Stationary air conditioning (AC) | AC1: Small AC: Self-contained | Window/wall | AC1-1 | Non-Ducted: Unitary 0-10 kWr
2 |  |  | Portable AC | AC1-2 | Portable AC 0-10 kWr
3 |  | AC2: Small AC: Split | Single split: non-ducted | AC2-1 | Single split system: non-ducted: 1-phase
4 |  |  | Single split: non-ducted | AC2-2 | Single split system: non-ducted: 3-phase
5 |  | AC3: Medium AC: Ducted & light commercial | Domestic & light commercial | AC3-1 | Single split system: ducted: 1-phase
6 |  |  | Domestic & light commercial | AC3-2 | Single split system: ducted: 3-phase
7 |  |  | Light commercial | AC3-3 | RT Packaged systems
8 |  |  | Domestic & light commercial | AC3-4 | Multi split
9 |  |  | Light commercial | AC3-5 | VRV/VRF split systems
10 |  |  | Light commercial | AC3-6 | Close control
11 |  |  | Light commercial | AC3-7 | HW heat pump: commercial
12 |  |  | Domestic & light commercial | AC3-8 | Pool heat pump
13 |  | AC4: Large AC: Chillers | Chillers | AC4-1 | <350 kWr
14 |  |  | Chillers | AC4-2 | >500 & <1000 kWr
15 |  |  | Chillers | AC4-3 | >500 & <1000 kWr
16 |  |  | Chillers | AC4-4 | >1000 kWr
17 |  | AC5: Other | HW Heat pumps | AC5-1 | HW heat pump: domestic
18 |  |  | Heat pump clothes dryers | AC5-2 | Heat pump clothes dryers
MOBILE AIR CONDITIONING
19 | Mobile air conditioning (MAC) | MAC1: Small Mobile AC | Registered vehicles <3.5t GVM | MAC1-1 | Passenger vehicles
20 |  |  | Registered vehicles <3.5t GVM | MAC1-2 | Light commercial vehicles
21 |  |  | Registered vehicles <3.5t GVM | MAC1-3 | Rigid truck and other
22 |  |  | Registered vehicles ≥3.5t GVM | MAC1-4 | Truck: articulated
23 |  |  | Registered vehicles ≥3.5t GVM | MAC1-5 | Commuter buses
24 |  | MAC2: Large Mobile AC | Registered vehicles ≥4.5t & <12t GVM | MAC2-1 | Buses and coaches: Small
25 |  |  | Registered vehicles ≥12t GVM | MAC2-2 | Buses and coaches: Large
26 |  |  | Rail | MAC2-3 | Passenger rail
27 |  |  | Rail | MAC2-4 | Locomotive
28 |  |  | Vehicles: RV and caravan | MAC2-5 | RV and caravan
29 |  |  | Un-registered | MAC2-6 | Off-road, defence and other.
30 |  |  | Marine | MAC2-7 | Registered marine vessels and pleasure craft.
REFRIGERATED COLD FOOD CHAIN | [5 empty] | Self contained (%)
31 | Refrigerated cold food chain (RCFC) | RCFC1: Small Commercial Refrigeration | Self-contained | RCFC1-1 | Refrigeration cabinets: self-contained | 100%
32 |  |  | Self-contained | RCFC1-2 | Refrigeration beverage vending machines | 100%
33 |  |  | Self-contained | RCFC1-3 | Beverage cooling (post mix) | 100%
34 |  |  | Self-contained | RCFC1-4 | Ice makers | 100%
35 |  |  | Self-contained | RCFC1-5 | Water dispensers (incl. bottle) | 100%
36 |  |  | Self-contained | RCFC1-6 | Other self contained refrigeration equipment | 100%
37 |  |  | Self-contained | RCFC1-7 | Walk-in coolrooms: small: Slid-in/Drop-in | 100%
38 |  |  | Remote | RCFC1-8 | Walk-in coolrooms: small: remote | 0%
39 |  | RCFC2: Medium Commercial Refrigeration | Remote | RCFC2-1 | Walk-in coolrooms: medium | 0%
40 |  |  | Remote | RCFC2-2 | Walk-in coolrooms: large | 0%
41 |  |  | Remote | RCFC2-3 | Refrigeration cabinets: remote | 0%
42 |  |  | Remote | RCFC2-4 | Beverage cooling (beer) | 0%
43 |  |  | Remote | RCFC2-5 | Milk vat refrigeration (direct expansion) | 0%
44 |  |  | Remote | RCFC2-6 | Packaged liquid chillers (incl. milk vat) | 0%
45 |  |  | Remote | RCFC2-7 | Process, and mfg. refrigeration (<40 kWr) | 0%
46 |  |  | Remote | RCFC2-8 | Other remote equipment | 0%
47 |  | RCFC3: Supermarket | Supermarkets | RCFC3-1 | Supermarket refrigeration: small | 0%
48 |  |  | Supermarkets | RCFC3-2 | Supermarket refrigeration: medium | 0%
49 |  |  | Supermarkets | RCFC3-3 | Supermarket refrigeration: large | 0%
50 |  | RCFC4: Transport refrigeration | Transport refrigeration | RCFC4-1 | Mobile refrigeration: road: trailer - inter-modal | 0%
51 |  |  | Transport refrigeration | RCFC4-2 | Mobile refrigeration: road: diesel drive | 0%
52 |  |  | Transport refrigeration | RCFC4-3 | Mobile refrigeration: road: off engine | 0%
53 |  |  | Transport refrigeration | RCFC4-4 | Mobile refrigeration: marine | 0%
54 |  | RCFC5: Process and industrial refrigeration | Industrial refrigeration | RCFC5-1 | Cold storage and distribution | 0%
55 |  |  | Industrial refrigeration | RCFC5-3 | Process and mfg. (>=40 kWr) | 0%
DOMESTIC REFRIGERATION
56 | Domestic refrigeration (DR) | DR1: Domestic refrig & freezers | Refrigerators and freezers | DR1-1 | Domestic refrigerators
57 |  |  | Refrigerators and freezers | DR1-2 | Domestic freezers
58 |  | DR2: Portable refrigerators | Portable and vehicle refrigeration | DR2-1 | Portable and vehicle refrigeration
59 |  |  | Portable and vehicle refrigeration | DR2-2 | Vehicle refrigeration
NON RAC APPLICATIONS
60 |  |  | Foams
61 |  |  | Aerosols
62 |  |  | Fire
63 |  |  | Metered Dose Inhalers
REFRIGERANT RECYCLE AND RECLAIM
64 |  |  | Refrigerant recycled
65 |  |  | Refrigerant reclaimed
Note on F61: Thinkwell: Is this meant to be 5-2 or is there something missing

## B2.1.Sales.Mix.Input
New equipment sales mix by equipment type: Input units
Scenario selected | BAU | Leak Rates BAU | Sales Mix BAU | © Commonwealth of Australia 2020
Selected scenario
Small AC: Sealed: Non-Ducted: Unitary 0-10 kWr |  |  |  |  | Small AC: Sealed: Non-Ducted: Unitary 0-10 kWr
[6 empty] | 2019 | 2020 | 2021 | 2022 | 2023 | 2024 | 2025 | 2026 | 2027 | 2028 | 2029 | 2030 | Notes:
[5 empty] | HCFC-22 | [12 empty] | Not all new sale mix equipment categories are displayed. | bar: 2019 to 2030
[5 empty] | HCFC-123 | [12 empty] | There is no new sales mix for RCFC - Supermarket as it is assessed as a store mix. | bar: 2019 to 2030
HFC-134a | bar: 2019 to 2030
HFC-404A | bar: 2019 to 2030
[5 empty] | HFC-410A | 22% | 20% | 18% | 16% | 14% | 12% | 10% | 8% | 6% | 4% | 2% | 0%
HFC-407C | bar: 2019 to 2030
[5 empty] | HFC-32 | 78% | 80% | 81% | 82% | 83% | 84% | 85% | 86% | 87% | 88% | 89% | 90%
[5 empty] | HFC-Mix | 0% | 0% | 0% | 0% | 0% | 0% | 0% | 0% | 0% | 0% | 0% | 0%
[5 empty] | GWP<2150 | 0% | 0% | 0% | 0% | 0% | 0% | 0% | 0% | 0% | 0% | 0% | 0%
[5 empty] | GWP<1000 | 0% | 0% | 0% | 0% | 0% | 0% | 0% | 0% | 0% | 0% | 0% | 0%
[5 empty] | HFO-1234 | 0% | 0% | 0% | 0% | 0% | 0% | 0% | 0% | 0% | 0% | 0% | 0%
[5 empty] | HC | 0% | 0% | 1% | 2% | 3% | 4% | 5% | 6% | 7% | 8% | 9% | 10%
[5 empty] | CO2 | 0% | 0% | 0% | 0% | 0% | 0% | 0% | 0% | 0% | 0% | 0% | 0%
[5 empty] | Ammonia | 0% | 0% | 0% | 0% | 0% | 0% | 0% | 0% | 0% | 0% | 0% | 0%
[5 empty] | Total | 100% | 100% | 100% | 100% | 100% | 100% | 100% | 100% | 100% | 100% | 100% | 100%
Small AC: Single split: non-ducted |  |  |  |  | HFC-32: Small AC: Single split: non-ducted
[5 empty] | Sales mix | 2019 | 2020 | 2021 | 2022 | 2023 | 2024 | 2025 | 2026 | 2027 | 2028 | 2029 | 2030
HCFC-22 | bar: 2019 to 2030
HCFC-123 | bar: 2019 to 2030
HFC-134a | bar: 2019 to 2030
HFC-404A | bar: 2019 to 2030
[5 empty] | HFC-410A | 27.1% | 14.9% | 12.32% | 9.74% | 7.16% | 4.58% | 2% | 1.6% | 1.2% | 0.8% | 0.4% | 0%
HFC-407C | bar: 2019 to 2030
[5 empty] | HFC-32 | 72.9% | 85% | 87% | 89% | 91% | 93% | 95% | 95% | 95% | 95% | 95% | 95%
HFC-Mix | bar: 2019 to 2030
GWP<2150 | bar: 2019 to 2030
[5 empty] | GWP<1000 | 0% | 0% | 0.3% | 0.6% | 0.9% | 1.2% | 1.5% | 1.7% | 1.9% | 2.1% | 2.3% | 2.5%
HFO-1234 | bar: 2019 to 2030
[5 empty] | HC | 0% | 0.1% | 0.38% | 0.66% | 0.94% | 1.22% | 1.5% | 1.7% | 1.9% | 2.1% | 2.3% | 2.5%
CO2 | bar: 2019 to 2030
Ammonia | bar: 2019 to 2030
[5 empty] | Total | 100% | 100% | 100% | 100% | 100% | 100% | 100% | 100% | 100% | 100% | 100% | 100%
Medium AC: Split system: ducted |  |  |  |  | Medium AC: Split system: ducted
[5 empty] | Sales mix | 2019 | 2020 | 2021 | 2022 | 2023 | 2024 | 2025 | 2026 | 2027 | 2028 | 2029 | 2030
HCFC-22 | bar: 2019 to 2030
HCFC-123 | bar: 2019 to 2030
HFC-134a | bar: 2019 to 2030
HFC-404A | bar: 2019 to 2030
[5 empty] | HFC-410A | 88.72% | 84.98% | 77.96% | 70.95% | 63.93% | 56.92% | 49.9% | 43.7% | 37.5% | 31.3% | 25.1% | 19.9%
HFC-407C | bar: 2019 to 2030
[5 empty] | HFC-32 | 11.25% | 15% | 20% | 25% | 30% | 35% | 40% | 44% | 48% | 52% | 56% | 60%
HFC-Mix | bar: 2019 to 2030
GWP<2150 | bar: 2019 to 2030
[5 empty] | GWP<1000 | 0% | 0% | 2% | 4% | 6% | 8% | 10% | 12% | 14% | 16% | 18% | 20%
[5 empty] | HFO-1234 | 0% | 0% | 0% | 0% | 0% | 0% | 0% | 0% | 0% | 0% | 0% | 0%
[5 empty] | HC | 0.025% | 0.02% | 0.036% | 0.052% | 0.068% | 0.084% | 0.1% | 0.1% | 0.1% | 0.1% | 0.1% | 0.1%
[5 empty] | CO2 | 0% | 0% | 0% | 0% | 0% | 0% | 0% | 0.2% | 0.4% | 0.6% | 0.8% | 0%
[5 empty] | Ammonia | 0% | 0% | 0% | 0% | 0% | 0% | 0% | 0% | 0% | 0% | 0% | 0%
[5 empty] | Total | 100% | 100% | 100% | 100% | 100% | 100% | 100% | 100% | 100% | 100% | 100% | 100%
Large AC: Chillers: >1000 kWr |  |  |  |  | GWP<1000: Large AC: Chillers: >1000 kWr
[5 empty] | Sales mix | 2019 | 2020 | 2021 | 2022 | 2023 | 2024 | 2025 | 2026 | 2027 | 2028 | 2029 | 2030
HCFC-22 | bar: 2019 to 2030
HCFC-123 | bar: 2019 to 2030
[5 empty] | HFC-134a | 94.8% | 92.5% | 85.8% | 79.1% | 72.4% | 65.7% | 59% | 47.2% | 35.4% | 23.6% | 11.8% | 0%
HFC-404A | bar: 2019 to 2030
HFC-410A | bar: 2019 to 2030
HFC-407C | bar: 2019 to 2030
HFC-32 | bar: 2019 to 2030
HFC-Mix | bar: 2019 to 2030
GWP<2150 | bar: 2019 to 2030
[5 empty] | GWP<1000 | 3.75% | 5% | 7% | 9% | 11% | 13% | 15% | 17.8% | 20.6% | 23.4% | 26.2% | 29%
[5 empty] | HFO-1234/1233 | 1% | 2% | 6.6% | 11.2% | 15.8% | 20.4% | 25% | 34% | 43% | 52% | 61% | 70%
HC | bar: 2019 to 2030
CO2 | bar: 2019 to 2030
[5 empty] | Ammonia | 0.45% | 0.5% | 0.6% | 0.7% | 0.8% | 0.9% | 1% | 1% | 1% | 1% | 1% | 1%
[5 empty] | Total | 100% | 100% | 100% | 100% | 100% | 100% | 100% | 100% | 100% | 100% | 100% | 100%
Small MAC |  |  |  |  | Small MAC
[5 empty] | Sales mix | 2019 | 2020 | 2021 | 2022 | 2023 | 2024 | 2025 | 2026 | 2027 | 2028 | 2029 | 2030
HCFC-22 | bar: 2019 to 2030
HCFC-123 | bar: 2019 to 2030
[5 empty] | HFC-134a | 97.48% | 94.98% | 80.88% | 66.79% | 52.69% | 38.6% | 24.5% | 19.6% | 14.7% | 9.8% | 4.9% | 0%
HFC-404A | bar: 2019 to 2030
HFC-410A | bar: 2019 to 2030
HFC-407C | bar: 2019 to 2030
HFC-32 | bar: 2019 to 2030
HFC-Mix | bar: 2019 to 2030
GWP<2150 | bar: 2019 to 2030
GWP<1000 | bar: 2019 to 2030
[5 empty] | HFO-1234 | 2.5% | 5% | 19% | 33% | 47% | 61% | 75% | 79.8% | 84.6% | 89.4% | 94.2% | 99%
HC | bar: 2019 to 2030
[5 empty] | CO2 | 0.02% | 0.02% | 0.116% | 0.212% | 0.308% | 0.404% | 0.5% | 0.6% | 0.7% | 0.8% | 0.9% | 1%
Ammonia | bar: 2019 to 2030
[5 empty] | Total | 100% | 100% | 100% | 100% | 100% | 100% | 100% | 100% | 100% | 100% | 100% | 100%
Large MAC: Registered buses (>12 GMT) |  |  |  |  | Large MAC: Registered buses (>12 GMT)
[5 empty] | Sales mix | 2019 | 2020 | 2021 | 2022 | 2023 | 2024 | 2025 | 2026 | 2027 | 2028 | 2029 | 2030
HCFC-22 | bar: 2019 to 2030
HCFC-123 | bar: 2019 to 2030
[5 empty] | HFC-134a | 65% | 65% | 61.5% | 58% | 54.5% | 51% | 47.5% | 38% | 28.5% | 19% | 9.5% | 0%
HFC-404A | bar: 2019 to 2030
HFC-410A | bar: 2019 to 2030
[5 empty] | HFC-407C | 35% | 35% | 32% | 29% | 26% | 23% | 20% | 16% | 12% | 8% | 4% | 0%
HFC-32 | bar: 2019 to 2030
HFC-Mix | bar: 2019 to 2030
GWP<2150 | bar: 2019 to 2030
[5 empty] | GWP<1000 | 0% | 0% | 6% | 12% | 18% | 24% | 30% | 43% | 56% | 69% | 82% | 95%
HFO-1234 | bar: 2019 to 2030
HC | bar: 2019 to 2030
[5 empty] | CO2 | 0% | 0% | 0.5% | 1% | 1.5% | 2% | 2.5% | 3% | 3.5% | 4% | 4.5% | 5%
Ammonia | bar: 2019 to 2030
[5 empty] | Total | 100% | 100% | 100% | 100% | 100% | 100% | 100% | 100% | 100% | 100% | 100% | 100%
Domestic refrigeration |  |  |  |  | Domestic refrigeration: Refrigerators and freezers (excl. portable and transport)
[6 empty] | 2019 | 2020 | 2021 | 2022 | 2023 | 2024 | 2025 | 2026 | 2027 | 2028 | 2029 | 2030
HCFC-22 | bar: 2019 to 2030
HCFC-123 | bar: 2019 to 2030
HFC-134a | bar: 2019 to 2030
HFC-404A | bar: 2019 to 2030
HFC-410A | bar: 2019 to 2030
HFC-407C | bar: 2019 to 2030
HFC-32 | bar: 2019 to 2030
HFC-Mix | bar: 2019 to 2030
GWP<2150 | bar: 2019 to 2030
GWP<1000 | bar: 2019 to 2030
HFO-1234 | bar: 2019 to 2030
[5 empty] | HC | 99% | 100% | 100% | 100% | 100% | 100% | 100% | 100% | 100% | 100% | 100% | 100%
CO2 | bar: 2019 to 2030
Ammonia | bar: 2019 to 2030
[5 empty] | Total | 100% | 100% | 100% | 100% | 100% | 100% | 100% | 100% | 100% | 100% | 100% | 100%
RCFC - Self contained: Refrigeration cabinets: self-contained |  |  |  |  | RCFC - Self contained: Refrigeration cabinets: self-contained
[5 empty] | Sales mix | 2019 | 2020 | 2021 | 2022 | 2023 | 2024 | 2025 | 2026 | 2027 | 2028 | 2029 | 2030
HCFC-22 | bar: 2019 to 2030
HCFC-123 | bar: 2019 to 2030
[5 empty] | HFC-134a | 36% | 33.5% | 30.8% | 28.1% | 25.4% | 22.7% | 20% | 16% | 12% | 8% | 4% | 0%
[5 empty] | HFC-404A | 11.25% | 10% | 9% | 8% | 7% | 6% | 5% | 4% | 3% | 2% | 1% | 0%
HFC-410A | bar: 2019 to 2030
HFC-407C | bar: 2019 to 2030
HFC-32 | bar: 2019 to 2030
HFC-Mix | bar: 2019 to 2030
[5 empty] | GWP<2150 | 3.75% | 5% | 6% | 7% | 8% | 9% | 10% | 12% | 14% | 16% | 18% | 20%
GWP<1000 | bar: 2019 to 2030
HFO-1234 | bar: 2019 to 2030
[5 empty] | HC | 47.5% | 50% | 53% | 56% | 59% | 62% | 65% | 68% | 71% | 74% | 77% | 80%
[5 empty] | CO2 | 1.5% | 1.5% | 1.2% | 0.9% | 0.6% | 0.3% | 0% | 0% | 0% | 0% | 0% | 0%
Ammonia | bar: 2019 to 2030
[5 empty] | Total | 100% | 100% | 100% | 100% | 100% | 100% | 100% | 100% | 100% | 100% | 100% | 100%
RCFC - Remote: Walk-in coolrooms: medium |  |  |  |  | RCFC - Remote: Walk-in coolrooms: medium
[5 empty] | Sales mix | 2019 | 2020 | 2021 | 2022 | 2023 | 2024 | 2025 | 2026 | 2027 | 2028 | 2029 | 2030
HCFC-22 | bar: 2019 to 2030
HCFC-123 | bar: 2019 to 2030
[5 empty] | HFC-134a | 36.25% | 40% | 39% | 38% | 37% | 36% | 35% | 31% | 27% | 23% | 19% | 15%
[5 empty] | HFC-404A | 63.75% | 60% | 52% | 44% | 36% | 28% | 20% | 16% | 12% | 8% | 4% | 0%
HFC-410A | bar: 2019 to 2030
HFC-407C | bar: 2019 to 2030
HFC-32 | bar: 2019 to 2030
HFC-Mix | bar: 2019 to 2030
[5 empty] | GWP<2150 | 0% | 0% | 6% | 12% | 18% | 24% | 30% | 34% | 38% | 42% | 46% | 50%
[5 empty] | GWP<1000 | 0% | 0% | 2% | 4% | 6% | 8% | 10% | 13% | 16% | 19% | 22% | 25%
HFO-1234 | bar: 2019 to 2030
HC | bar: 2019 to 2030
[5 empty] | CO2 | 0% | 0% | 1% | 2% | 3% | 4% | 5% | 6% | 7% | 8% | 9% | 10%
[5 empty] | Ammonia | 0% | 0% | 0% | 0% | 0% | 0% | 0% | 0% | 0% | 0% | 0% | 0%
[5 empty] | Total | 100% | 100% | 100% | 100% | 100% | 100% | 100% | 100% | 100% | 100% | 100% | 100%
RCFC - Transport: Mobile refrig: road: trailer - inter-modal |  |  |  |  | CO2: RCFC - Transport: Mobile refrig: road: trailer - inter-modal
[5 empty] | Sales mix | 2019 | 2020 | 2021 | 2022 | 2023 | 2024 | 2025 | 2026 | 2027 | 2028 | 2029 | 2030
HCFC-22 | bar: 2019 to 2030
HCFC-123 | bar: 2019 to 2030
HFC-134a | bar: 2019 to 2030
[5 empty] | HFC-404A | 77.5% | 70% | 59% | 48% | 37% | 26% | 15% | 12% | 9% | 6% | 3% | 0%
HFC-410A | bar: 2019 to 2030
HFC-407C | bar: 2019 to 2030
HFC-32 | bar: 2019 to 2030
HFC-Mix | bar: 2019 to 2030
[5 empty] | GWP<2150 | 22.5% | 30% | 40% | 50% | 60% | 70% | 80% | 82% | 84% | 86% | 88% | 90%
GWP<1000 | bar: 2019 to 2030
HFO-1234 | bar: 2019 to 2030
HC | bar: 2019 to 2030
[5 empty] | CO2 | 0% | 0% | 1% | 2% | 3% | 4% | 5% | 6% | 7% | 8% | 9% | 10%
[5 empty] | Ammonia | 0% | 0% | 0% | 0% | 0% | 0% | 0% | 0% | 0% | 0% | 0% | 0%
[5 empty] | Total | 100% | 100% | 100% | 100% | 100% | 100% | 100% | 100% | 100% | 100% | 100% | 100%

## B2.2.Sales.Mix.Output
New equipment sales mix by segment: Aggregated mass output
Scenario selected | BAU | Leak Rates BAU | Sales Mix BAU | © Commonwealth of Australia 2020
Selected scenario
Small AC: Self-contained |  |  |  |  | AC - Small AC: Self-contained
[6 empty] | 2019 | 2020 | 2021 | 2022 | 2023 | 2024 | 2025 | 2026 | 2027 | 2028 | 2029 | 2030 | Notes:
[5 empty] | HCFC-22 | [12 empty] | Not all new sale mix equipment categories are displayed. | bar: 2019 to 2030
[5 empty] | HCFC-123 | [12 empty] | There is no new sales mix for RCFC - Supermarket as it is assessed as a store mix. | bar: 2019 to 2030
[5 empty] | HFC-134a | 16.57% | 16.7% | 16.02% | 15.51% | 14.99% | 14.43% | 13.86% | 12.72% | 11.55% | 10.34% | 9.099% | 7.827%
HFC-404A | bar: 2019 to 2030
[5 empty] | HFC-410A | 60.12% | 61.02% | 59.34% | 58.07% | 56.78% | 55.45% | 54.09% | 52.78% | 51.43% | 50.04% | 48.63% | 47.18%
[5 empty] | HFC-407C | 3.866% | 3.101% | 3.121% | 3.177% | 3.233% | 3.288% | 3.342% | 3.401% | 3.458% | 3.516% | 3.573% | 3.629%
[5 empty] | HFC-32 | 17.6% | 17.37% | 18.95% | 19.87% | 20.83% | 21.84% | 22.88% | 24% | 25.17% | 26.37% | 27.63% | 28.93%
HFC-Mix | bar: 2019 to 2030
GWP<2150 | bar: 2019 to 2030
[5 empty] | GWP<1000 | 0% | 0% | 0.1761% | 0.3567% | 0.5416% | 0.7308% | 0.924% | 1.309% | 1.704% | 2.106% | 2.517% | 2.935%
[5 empty] | HFO-1234 | 0% | 0% | 0.1761% | 0.3567% | 0.5416% | 0.7308% | 0.924% | 1.309% | 1.704% | 2.106% | 2.517% | 2.935%
[5 empty] | HC | 0.9646% | 0.9303% | 1.161% | 1.403% | 1.644% | 1.884% | 2.124% | 2.423% | 2.723% | 3.025% | 3.329% | 3.634%
[5 empty] | CO2 | 0.8724% | 0.8789% | 1.056% | 1.248% | 1.444% | 1.644% | 1.848% | 2.058% | 2.272% | 2.489% | 2.71% | 2.935%
Ammonia | bar: 2019 to 2030
[5 empty] | Total | 100% | 100% | 100% | 100% | 100% | 100% | 100% | 100% | 100% | 100% | 100% | 100%
Small AC: Split |  |  |  |  | AC - Small AC: Split
[5 empty] | Sales mix | 2019 | 2020 | 2021 | 2022 | 2023 | 2024 | 2025 | 2026 | 2027 | 2028 | 2029 | 2030
HCFC-22 | bar: 2019 to 2030
HCFC-123 | bar: 2019 to 2030
HFC-134a | bar: 2019 to 2030
HFC-404A | bar: 2019 to 2030
[5 empty] | HFC-410A | 33.6% | 18.29% | 15.23% | 12.12% | 8.969% | 5.776% | 2.54% | 2.034% | 1.527% | 1.019% | 0.51% | 0%
HFC-407C | bar: 2019 to 2030
[5 empty] | HFC-32 | 66.4% | 81.66% | 84.14% | 86.66% | 89.21% | 91.79% | 94.41% | 94.51% | 94.6% | 94.7% | 94.79% | 94.89%
HFC-Mix | bar: 2019 to 2030
GWP<2150 | bar: 2019 to 2030
[5 empty] | GWP<1000 | 0% | 0% | 0.4567% | 0.9196% | 1.389% | 1.864% | 2.346% | 2.662% | 2.978% | 3.295% | 3.613% | 3.931%
HFO-1234 | bar: 2019 to 2030
[5 empty] | HC | 0% | 0.04537% | 0.1736% | 0.3035% | 0.4351% | 0.5686% | 0.7039% | 0.7986% | 0.8935% | 0.9885% | 1.084% | 1.179%
CO2 | bar: 2019 to 2030
Ammonia | bar: 2019 to 2030
[5 empty] | Total | 100% | 100% | 100% | 100% | 100% | 100% | 100% | 100% | 100% | 100% | 100% | 100%
Medium AC |  |  |  |  | AC - Medium AC
[5 empty] | Sales mix | 2019 | 2020 | 2021 | 2022 | 2023 | 2024 | 2025 | 2026 | 2027 | 2028 | 2029 | 2030
HCFC-22 | bar: 2019 to 2030
HCFC-123 | bar: 2019 to 2030
HFC-134a | bar: 2019 to 2030
HFC-404A | bar: 2019 to 2030
[5 empty] | HFC-410A | 86.09% | 83.16% | 77.12% | 70.96% | 64.81% | 58.66% | 52.52% | 46.12% | 39.74% | 33.36% | 26.99% | 21.19%
[5 empty] | HFC-407C | 4.492% | 4.376% | 3.437% | 2.703% | 1.967% | 1.23% | 0.4917% | 0.3901% | 0.2901% | 0.1917% | 0.09499% | 0%
[5 empty] | HFC-32 | 9.376% | 12.41% | 17.28% | 22.07% | 26.85% | 31.64% | 36.43% | 40.54% | 44.64% | 48.74% | 52.84% | 56.93%
HFC-Mix | bar: 2019 to 2030
GWP<2150 | bar: 2019 to 2030
[5 empty] | GWP<1000 | 0% | 0% | 2.085% | 4.168% | 6.247% | 8.325% | 10.4% | 12.63% | 14.86% | 17.08% | 19.3% | 21.52%
HFO-1234 | bar: 2019 to 2030
[5 empty] | HC | 0.004594% | 0.003588% | 0.007635% | 0.01156% | 0.01546% | 0.01933% | 0.02316% | 0.02305% | 0.02294% | 0.02282% | 0.02271% | 0.02259%
[5 empty] | CO2 | 0.03811% | 0.05301% | 0.06858% | 0.08584% | 0.1028% | 0.1195% | 0.1359% | 0.2942% | 0.4494% | 0.6014% | 0.7503% | 0.3319%
Ammonia | bar: 2019 to 2030
[5 empty] | Total | 100% | 100% | 100% | 100% | 100% | 100% | 100% | 100% | 100% | 100% | 100% | 100%
Large AC |  |  |  |  | Large AC
[5 empty] | Sales mix | 2019 | 2020 | 2021 | 2022 | 2023 | 2024 | 2025 | 2026 | 2027 | 2028 | 2029 | 2030
HCFC-22 | bar: 2019 to 2030
HCFC-123 | bar: 2019 to 2030
[5 empty] | HFC-134a | 86.3% | 82.7% | 76.98% | 71.24% | 65.47% | 59.69% | 53.89% | 43.82% | 32.87% | 21.92% | 10.96% | 0%
HFC-404A | bar: 2019 to 2030
[5 empty] | HFC-410A | 6.323% | 6.155% | 5.186% | 4.232% | 3.29% | 2.362% | 1.444% | 1.148% | 0.8549% | 0.5661% | 0.2811% | 0%
[5 empty] | HFC-407C | 1.237% | 1.223% | 0.9688% | 0.7196% | 0.4753% | 0.2356% | 0% | 0% | 0% | 0% | 0% | 0%
[5 empty] | HFC-32 | 0.6513% | 1.028% | 1.585% | 2.136% | 2.68% | 3.22% | 3.754% | 3.299% | 3.704% | 4.104% | 4.498% | 4.886%
HFC-Mix | bar: 2019 to 2030
GWP<2150 | bar: 2019 to 2030
[5 empty] | GWP<1000 | 4.184% | 6.735% | 8.789% | 10.84% | 12.9% | 14.95% | 17.01% | 20% | 22.98% | 25.97% | 28.95% | 31.93%
[5 empty] | HFO-1234/1233 | 0.8486% | 1.7% | 5.925% | 10.16% | 14.4% | 18.64% | 22.89% | 30.73% | 38.58% | 46.43% | 54.3% | 62.17%
[5 empty] | HC | 0.002589% | 0.002839% | 0.003643% | 0.00443% | 0.005199% | 0.005953% | 0.006693% | 0.007945% | 0.009166% | 0.01036% | 0.01152% | 0.01265%
CO2 | bar: 2019 to 2030
[5 empty] | Ammonia | 0.45% | 0.4527% | 0.5627% | 0.6724% | 0.7819% | 0.8911% | 1% | 1% | 1% | 1% | 1% | 1%
[5 empty] | Total | 100% | 100% | 100% | 100% | 100% | 100% | 100% | 100% | 100% | 100% | 100% | 100%
Small MAC |  |  |  |  | Small MAC
[5 empty] | Sales mix | 2019 | 2020 | 2021 | 2022 | 2023 | 2024 | 2025 | 2026 | 2027 | 2028 | 2029 | 2030
HCFC-22 | bar: 2019 to 2030
HCFC-123 | bar: 2019 to 2030
[5 empty] | HFC-134a | 97.48% | 94.98% | 80.88% | 66.79% | 52.69% | 38.6% | 24.5% | 19.6% | 14.7% | 9.8% | 4.9% | 0%
HFC-404A | bar: 2019 to 2030
HFC-410A | bar: 2019 to 2030
HFC-407C | bar: 2019 to 2030
HFC-32 | bar: 2019 to 2030
HFC-Mix | bar: 2019 to 2030
GWP<2150 | bar: 2019 to 2030
GWP<1000 | bar: 2019 to 2030
[5 empty] | HFO-1234 | 2.5% | 5% | 19% | 33% | 47% | 61% | 75% | 79.8% | 84.6% | 89.4% | 94.2% | 99%
HC | bar: 2019 to 2030
[5 empty] | CO2 | 0.02% | 0.02% | 0.116% | 0.212% | 0.308% | 0.404% | 0.5% | 0.6% | 0.7% | 0.8% | 0.9% | 1%
Ammonia | bar: 2019 to 2030
[5 empty] | Total | 100% | 100% | 100% | 100% | 100% | 100% | 100% | 100% | 100% | 100% | 100% | 100%
Large MAC |  |  |  |  | Large MAC
[5 empty] | Sales mix | 2019 | 2020 | 2021 | 2022 | 2023 | 2024 | 2025 | 2026 | 2027 | 2028 | 2029 | 2030
HCFC-22 | bar: 2019 to 2030
HCFC-123 | bar: 2019 to 2030
[5 empty] | HFC-134a | 21.35% | 22.9% | 21.51% | 20.14% | 18.79% | 17.45% | 16.14% | 13.64% | 11.19% | 8.792% | 6.442% | 4.139%
HFC-404A | bar: 2019 to 2030
[5 empty] | HFC-410A | 19.8% | 21.45% | 20.09% | 18.72% | 17.34% | 15.93% | 14.51% | 13.07% | 11.62% | 10.15% | 8.667% | 7.166%
[5 empty] | HFC-407C | 58.86% | 55.66% | 51.75% | 47.85% | 43.97% | 40.09% | 36.21% | 32.15% | 28.09% | 24.05% | 20.02% | 16.01%
[5 empty] | HFC-32 | 0% | 0% | 4.079% | 8.203% | 12.37% | 16.58% | 20.84% | 25.14% | 29.48% | 33.86% | 38.28% | 42.75%
HFC-Mix | bar: 2019 to 2030
GWP<2150 | bar: 2019 to 2030
[5 empty] | GWP<1000 | 0% | 0% | 2.215% | 4.377% | 6.487% | 8.547% | 10.56% | 13.44% | 16.25% | 18.99% | 21.65% | 24.23%
[5 empty] | HFO-1234 | 0% | 0% | 0.2446% | 0.4906% | 0.7379% | 0.9865% | 1.236% | 1.959% | 2.673% | 3.378% | 4.076% | 4.766%
HC | bar: 2019 to 2030
[5 empty] | CO2 | 0% | 0% | 0.107% | 0.2111% | 0.3124% | 0.411% | 0.5068% | 0.6% | 0.6905% | 0.7783% | 0.8636% | 0.9463%
Ammonia | bar: 2019 to 2030
[5 empty] | Total | 100% | 100% | 100% | 100% | 100% | 100% | 100% | 100% | 100% | 100% | 100% | 100%
Domestic refrigeration |  |  |  |  | Domestic refrigeration
[6 empty] | 2019 | 2020 | 2021 | 2022 | 2023 | 2024 | 2025 | 2026 | 2027 | 2028 | 2029 | 2030
HCFC-22 | bar: 2019 to 2030
HCFC-123 | bar: 2019 to 2030
[5 empty] | HFC-134a | 10.33% | 8.968% | 8.968% | 8.968% | 8.968% | 8.968% | 8.968% | 8.61% | 8.251% | 7.892% | 7.533% | 7.175%
HFC-404A | bar: 2019 to 2030
HFC-410A | bar: 2019 to 2030
HFC-407C | bar: 2019 to 2030
HFC-32 | bar: 2019 to 2030
HFC-Mix | bar: 2019 to 2030
GWP<2150 | bar: 2019 to 2030
GWP<1000 | bar: 2019 to 2030
[5 empty] | HFO-1234 | 0% | 0% | 0% | 0% | 0% | 0% | 0% | 0.3587% | 0.7175% | 1.076% | 1.435% | 1.794%
[5 empty] | HC | 89.67% | 91.03% | 91.03% | 91.03% | 91.03% | 91.03% | 91.03% | 91.03% | 91.03% | 91.03% | 91.03% | 91.03%
CO2 | bar: 2019 to 2030
Ammonia | bar: 2019 to 2030
[5 empty] | Total | 100% | 100% | 100% | 100% | 100% | 100% | 100% | 100% | 100% | 100% | 100% | 100%
RCFC - Self contained |  |  |  |  | RCFC - Self contained
[5 empty] | Sales mix | 2019 | 2020 | 2021 | 2022 | 2023 | 2024 | 2025 | 2026 | 2027 | 2028 | 2029 | 2030
HCFC-22 | bar: 2019 to 2030
HCFC-123 | bar: 2019 to 2030
[5 empty] | HFC-134a | 60.44% | 58% | 56.68% | 54.42% | 52.01% | 49.44% | 46.68% | 39.6% | 31.63% | 22.61% | 12.3% | 0.3941%
[5 empty] | HFC-404A | 18.12% | 16.97% | 16.14% | 15.04% | 13.86% | 12.61% | 11.27% | 9.533% | 7.59% | 5.393% | 2.887% | 0%
HFC-410A | bar: 2019 to 2030
HFC-407C | bar: 2019 to 2030
HFC-32 | bar: 2019 to 2030
HFC-Mix | bar: 2019 to 2030
[5 empty] | GWP<2150 | 3.797% | 5.462% | 6.503% | 7.911% | 9.415% | 11.03% | 12.75% | 17.04% | 21.86% | 27.32% | 33.56% | 40.76%
[5 empty] | GWP<1000 | 0% | 0% | 0.2044% | 0.4193% | 0.6458% | 0.8851% | 1.138% | 1.42% | 1.736% | 2.092% | 2.5% | 2.969%
HFO-1234 | bar: 2019 to 2030
[5 empty] | HC | 16.37% | 18.14% | 19.4% | 21.38% | 23.49% | 25.75% | 28.16% | 32.41% | 37.19% | 42.59% | 48.76% | 55.88%
[5 empty] | CO2 | 1.27% | 1.42% | 1.079% | 0.8373% | 0.5783% | 0.2999% | 0% | 0% | 0% | 0% | 0% | 0%
Ammonia | bar: 2019 to 2030
[5 empty] | Total | 100% | 100% | 100% | 100% | 100% | 100% | 100% | 100% | 100% | 100% | 100% | 100%
RCFC - Remote |  |  |  |  | RCFC - Remote
[5 empty] | Sales mix | 2019 | 2020 | 2021 | 2022 | 2023 | 2024 | 2025 | 2026 | 2027 | 2028 | 2029 | 2030
HCFC-22 | bar: 2019 to 2030
HCFC-123 | bar: 2019 to 2030
[5 empty] | HFC-134a | 44.28% | 43.81% | 40.51% | 37.69% | 34.86% | 32% | 29.13% | 25.3% | 21.46% | 17.59% | 13.72% | 9.826%
[5 empty] | HFC-404A | 47.45% | 45.74% | 41.87% | 36.78% | 31.69% | 26.6% | 21.5% | 17.45% | 13.4% | 9.324% | 5.239% | 1.139%
[5 empty] | HFC-410A | 3.27% | 4.157% | 3.712% | 3.573% | 3.433% | 3.293% | 3.152% | 2.529% | 1.903% | 1.272% | 0.6378% | 0%
[5 empty] | HFC-407C | 3.292% | 4.185% | 3.735% | 3.591% | 3.445% | 3.299% | 3.152% | 2.529% | 1.903% | 1.272% | 0.6378% | 0%
HFC-32 | bar: 2019 to 2030
HFC-Mix | bar: 2019 to 2030
[5 empty] | GWP<2150 | 1.438% | 1.774% | 6.312% | 10.98% | 15.65% | 20.33% | 25.02% | 29.58% | 34.17% | 38.77% | 43.38% | 48.02%
[5 empty] | GWP<1000 | 0.1097% | 0.1404% | 2.739% | 5.343% | 7.958% | 10.58% | 13.22% | 16.77% | 20.33% | 23.91% | 27.5% | 31.12%
HFO-1234 | bar: 2019 to 2030
[5 empty] | HC | 0.07501% | 0.08089% | 0.1182% | 0.1619% | 0.2058% | 0.25% | 0.2943% | 0.3541% | 0.4143% | 0.4748% | 0.5356% | 0.5967%
[5 empty] | CO2 | 0.04389% | 0.05614% | 0.8355% | 1.613% | 2.391% | 3.17% | 3.949% | 4.765% | 5.583% | 6.401% | 7.22% | 8.041%
[5 empty] | Ammonia | 0.04389% | 0.05614% | 0.1633% | 0.2677% | 0.3715% | 0.4749% | 0.5778% | 0.7151% | 0.8517% | 0.9878% | 1.123% | 1.258%
[5 empty] | Total | 100% | 100% | 100% | 100% | 100% | 100% | 100% | 100% | 100% | 100% | 100% | 100%
RCFC - Transport |  |  |  |  | RCFC - Transport
[5 empty] | Sales mix | 2019 | 2020 | 2021 | 2022 | 2023 | 2024 | 2025 | 2026 | 2027 | 2028 | 2029 | 2030
HCFC-22 | bar: 2019 to 2030
HCFC-123 | bar: 2019 to 2030
[5 empty] | HFC-134a | 23.08% | 23.11% | 22.2% | 21.31% | 20.41% | 19.5% | 18.58% | 16.16% | 13.72% | 11.24% | 8.745% | 6.219%
[5 empty] | HFC-404A | 49.58% | 45.21% | 38.25% | 31.3% | 24.39% | 17.53% | 10.71% | 8.545% | 6.391% | 4.249% | 2.118% | 0%
HFC-410A | bar: 2019 to 2030
[5 empty] | HFC-407C | 11.73% | 11.76% | 10.77% | 9.824% | 8.861% | 7.886% | 6.899% | 5.552% | 4.189% | 2.809% | 1.413% | 0%
HFC-32 | bar: 2019 to 2030
HFC-Mix | bar: 2019 to 2030
[5 empty] | GWP<2150 | 15.61% | 19.92% | 26.18% | 32.36% | 38.49% | 44.58% | 50.63% | 52.04% | 53.43% | 54.82% | 56.2% | 57.57%
[5 empty] | GWP<1000 | 0% | 0% | 1.01% | 2.033% | 3.067% | 4.115% | 5.174% | 7.206% | 9.26% | 11.34% | 13.43% | 15.55%
[5 empty] | HFO-1234 | 0% | 0% | 1.01% | 2.033% | 3.067% | 4.115% | 5.174% | 6.94% | 8.727% | 10.54% | 12.36% | 14.21%
HC | bar: 2019 to 2030
[5 empty] | CO2 | 0% | 0% | 0.5752% | 1.146% | 1.712% | 2.275% | 2.832% | 3.559% | 4.284% | 5.006% | 5.726% | 6.443%
Ammonia | bar: 2019 to 2030
[5 empty] | Total | 100% | 100% | 100% | 100% | 100% | 100% | 100% | 100% | 100% | 100% | 100% | 100%

## B3.Banks
Bank projections by class and segment
Scenario selected | BAU | Leak Rates BAU | Sales Mix BAU | © Commonwealth of Australia 2020
Total (Tonnes = Thousands of kgs) |  |  |  |  | Total (Mt CO2e) |  | Bank (kg) | [12 empty] | Bank (Mt CO2e)
[8 empty] | HCFC-22 | HCFC-123 | HFC-134a | HFC-404A | HFC-410A | HFC-407C | HFC-32 | HFC-Mix | GWP <2150 | GWP <1000 | GWP <10 | Total |  | HCFC-22 | HCFC-123 | HFC-134a | HFC-404A | HFC-410A | HFC-407C | HFC-32 | HFC-Mix | GWP <2150 | GWP <1000 | GWP <10 | Total | Bank: 2019 by Application (tonnes) | [5 empty] | Bank: 2019 by Application (Mt CO2e) | [5 empty] | Bank: 2019 by Species (tonnes)
[7 empty] | 2019 | 4475395.1049 | 190182.5265 | 16932015.7284 | 4501148.6481 | 22262308.3101 | 1519399.3003 | 3245487.5228 | 0 | 417925.4666 | 36825.3568 | 1018298.0644 | 54598986.0288 | 2019 | 8.1005 | 0.014644 | 24.2128 | 17.6535 | 46.4837 | 2.6954 | 2.1907 | 0 | 0.62689 | 0.018413 | 0.0040732 | 102.0006 |  | DR | RCFC | AC | MAC | Total |  | DR | RCFC | AC | MAC | Total |  | HCFC-22 | HCFC-123 | HFC-134a | HFC-404A | HFC-410A | HFC-407C | HFC-32 | HFC-Mix | GWP <2150 | GWP <1000 | GWP <10 | Total
[7 empty] | 2020 | 3504814.2978 | 182234.3686 | 16809943.634 | 4438410.4823 | 22555371.7705 | 1539397.3064 | 4272033.703 | 0 | 407940.9914 | 57089.0623 | 1147414.0996 | 54914649.7159 | 2020 | 6.3437 | 0.014032 | 24.0382 | 17.4074 | 47.0956 | 2.7309 | 2.8836 | 0 | 0.61191 | 0.028545 | 0.0045897 | 101.1586 | Bank | 1671.519 | 7084.8696 | 33190.6887 | 11013.9893 | 52961.0667 | Bank | 2.3903 | 21.6859 | 61.8234 | 15.986 | 101.8856 | Bank | 5588890.0505 | 198570.13 | 16813806.6107 | 4561540.3951 | 21523638.7578 | 1493581.9078 | 2327389.9609 | 0 | 431492.4289 | 22156.4347 | 901371.6347 | 53862438.311
[7 empty] | 2021 | 2687445.1765 | 174570.3323 | 16761884.9699 | 4274148.4208 | 22619313.8962 | 1539987.5359 | 5437765.8165 | 0 | 438591.567 | 135501.4958 | 1430807.004 | 55500016.215 | 2021 | 4.8643 | 0.013442 | 23.9695 | 16.7632 | 47.2291 | 2.7319 | 3.6705 | 0 | 0.65789 | 0.067751 | 0.0057232 | 99.9733 | Bank: 2019 by Application (tonnes) | [5 empty] | Bank: 2019 by Application (Mt CO2e) | [5 empty] | Bank: 2019 by Species (tonnes)
[7 empty] | 2022 | 2015459.3995 | 166891.0189 | 16579221.2336 | 4085976.8373 | 22422305.8595 | 1524043.0842 | 6686964.4658 | 0 | 491748.8893 | 259832.4929 | 1821252.6206 | 56053695.9015 | 2022 | 3.648 | 0.012851 | 23.7083 | 16.0252 | 46.8178 | 2.7037 | 4.5137 | 0 | 0.73762 | 0.12992 | 0.007285 | 98.3043
[7 empty] | 2023 | 1478671.4972 | 158905.3301 | 16261489.2905 | 3874619.9621 | 21990630.8913 | 1493994.2489 | 8016737.2827 | 0 | 565398.4782 | 431331.3484 | 2320240.0484 | 56592018.3778 | 2023 | 2.6764 | 0.012236 | 23.2539 | 15.1963 | 45.9164 | 2.6503 | 5.4113 | 0 | 0.8481 | 0.21567 | 0.009281 | 96.1899
[7 empty] | 2024 | 1087935.3453 | 150484.017 | 15811041.3448 | 3613848.8135 | 21360523.689 | 1451666.7732 | 9417289.1849 | 0 | 657235.6969 | 651299.2954 | 2929291.4554 | 57130615.6154 | 2024 | 1.9692 | 0.011587 | 22.6098 | 14.1735 | 44.6008 | 2.5753 | 6.3567 | 0 | 0.98585 | 0.32565 | 0.011717 | 93.62
[7 empty] | 2025 | 796667.8435 | 141733.1698 | 15245202.3238 | 3330719.8241 | 20569691.7346 | 1397213.6436 | 10876283.7233 | 0 | 767426.9826 | 921055.2754 | 3650503.6387 | 57696498.1593 | 2025 | 1.442 | 0.010913 | 21.8006 | 13.0631 | 42.9495 | 2.4787 | 7.3415 | 0 | 1.1511 | 0.46053 | 0.014602 | 90.7125
[7 empty] | 2026 | 584672.1986 | 132884.4901 | 14491220.3046 | 3112897.4308 | 19676306.5361 | 1336580.4773 | 12343392.8965 | 0 | 886727.0958 | 1252738.5189 | 4460567.1549 | 58277987.1037 | 2026 | 1.0583 | 0.010232 | 20.7224 | 12.2088 | 41.0841 | 2.3711 | 8.3318 | 0 | 1.3301 | 0.62637 | 0.017842 | 87.761
[7 empty] | 2027 | 434215.0655 | 124143.2254 | 13682690.5805 | 2881758.3014 | 18700244.7278 | 1267843.4847 | 13804643.1446 | 0 | 1023064.2188 | 1641799.1686 | 5328421.5443 | 58888823.4616 | 2027 | 0.78593 | 0.009559 | 19.5662 | 11.3023 | 39.0461 | 2.2492 | 9.3181 | 0 | 1.5346 | 0.8209 | 0.021314 | 84.6542
[7 empty] | 2028 | 336155.6193 | 115545.5809 | 12820411.6823 | 2638305.1557 | 17657414.2925 | 1188792.6203 | 15248493.3871 | 0 | 1176258.5562 | 2089062.6002 | 6253307.8565 | 59523747.3508 | 2028 | 0.60844 | 0.008897 | 18.3332 | 10.3474 | 36.8687 | 2.1089 | 10.2927 | 0 | 1.7644 | 1.0445 | 0.025013 | 81.4022
[7 empty] | 2029 | 274738.0167 | 106944.3543 | 11905376.6505 | 2383979.747 | 16562431.2722 | 1097798.1594 | 16669080.4019 | 0 | 1346010.3372 | 2595304.4695 | 7233332.3265 | 60174995.7353 | 2029 | 0.49728 | 0.0082347 | 17.0247 | 9.35 | 34.5824 | 1.9475 | 11.2516 | 0 | 2.019 | 1.2977 | 0.028933 | 78.0072
[7 empty] | 2030 | 222242.9161 | 98095.8038 | 10936389.1041 | 2120410.8099 | 15439867.1679 | 995028.6231 | 18067159.2227 | 0 | 1531925.9479 | 3161161.3189 | 8257261.3318 | 60829542.2462 | 2030 | 0.40226 | 0.0075534 | 15.639 | 8.3163 | 32.2384 | 1.7652 | 12.1953 | 0 | 2.2979 | 1.5806 | 0.033029 | 74.4756
1
2
3
4
5
6
7
Small AC: Sealed | [5 empty] | 8
Bank Setting | Actual | [5 empty] | Bank (kg) | [12 empty] | Bank (Mt CO2e)
[8 empty] | HCFC-22 | HCFC-123 | HFC-134a | HFC-404A | HFC-410A | HFC-407C | HFC-32 | HFC-Mix | GWP <2150 | GWP <1000 | GWP <10 | Total |  | HCFC-22 | HCFC-123 | HFC-134a | HFC-404A | HFC-410A | HFC-407C | HFC-32 | HFC-Mix | GWP <2150 | GWP <1000 | GWP <10 | Total
[7 empty] | 2019 | 345809.7149 | 0 | 242587.2105 | 0 | 617287.1473 | 69747.446 | 124401.3601 | 0 | 0 | 0 | 12720.6487 | 1412553.5276 | 2019 | 0.62592 | 0 | 0.3469 | 0 | 1.2889 | 0.12373 | 0.083971 | 0 | 0 | 0 | 5.0883e-05 | 2.4695
[7 empty] | 2020 | 253185.8692 | 0 | 239802.8816 | 0 | 648191.9006 | 62484.2117 | 139593.154 | 0 | 0 | 0 | 14126.1171 | 1357384.1342 | 2020 | 0.45827 | 0 | 0.34292 | 0 | 1.3534 | 0.11085 | 0.094225 | 0 | 0 | 0 | 5.6504e-05 | 2.3597
[7 empty] | 2021 | 181881.1211 | 0 | 234352.9376 | 0 | 668906.0187 | 55558.0637 | 154854.334 | 0 | 0 | 173.9989 | 15945.5206 | 1311671.9946 | 2021 | 0.3292 | 0 | 0.33512 | 0 | 1.3967 | 0.09856 | 0.10453 | 0 | 0 | 8.6999e-05 | 6.3782e-05 | 2.2642
[7 empty] | 2022 | 126972.2189 | 0 | 226886.8999 | 0 | 677489.2457 | 49351.9803 | 169020.9972 | 0 | 0 | 520.2566 | 18134.4387 | 1268376.0373 | 2022 | 0.22982 | 0 | 0.32445 | 0 | 1.4146 | 0.08755 | 0.11409 | 0 | 0 | 0.00026013 | 7.2538e-05 | 2.1708
[7 empty] | 2023 | 84891.5426 | 0 | 218217.1899 | 0 | 674060.446 | 43971.6278 | 182551.5376 | 0 | 0 | 1037.0463 | 20672.7017 | 1225402.0919 | 2023 | 0.15365 | 0 | 0.31205 | 0 | 1.4074 | 0.078006 | 0.12322 | 0 | 0 | 0.00051852 | 8.2691e-05 | 2.075
[7 empty] | 2024 | 53445.2076 | 0 | 209459.4537 | 0 | 658982.874 | 39502.9151 | 196111.7399 | 0 | 0 | 1722.654 | 23544.7703 | 1182769.6146 | 2024 | 0.096736 | 0 | 0.29953 | 0 | 1.376 | 0.070078 | 0.13238 | 0 | 0 | 0.00086133 | 9.4179e-05 | 1.9756
[7 empty] | 2025 | 31131.2343 | 0 | 201581.085 | 0 | 633568.0369 | 35919.2556 | 209918.3233 | 0 | 0 | 2575.3786 | 26749.1824 | 1141442.496 | 2025 | 0.056348 | 0 | 0.28826 | 0 | 1.3229 | 0.063721 | 0.14169 | 0 | 0 | 0.0012877 | 0.000107 | 1.8743
[7 empty] | 2026 | 16351.5961 | 0 | 194666.8808 | 0 | 600225.1252 | 33054.7532 | 223529.5824 | 0 | 0 | 3760.8511 | 30517.9876 | 1102106.7765 | 2026 | 0.029596 | 0 | 0.27837 | 0 | 1.2533 | 0.058639 | 0.15088 | 0 | 0 | 0.0018804 | 0.00012207 | 1.7728
[7 empty] | 2027 | 7569.4116 | 0 | 189040.4046 | 0 | 562565.0721 | 30785.728 | 235953.7256 | 0 | 0 | 5273.35 | 34891.7275 | 1066079.4195 | 2027 | 0.013701 | 0 | 0.27033 | 0 | 1.1746 | 0.054614 | 0.15927 | 0 | 0 | 0.0026367 | 0.00013957 | 1.6753
[7 empty] | 2028 | 3027.085 | 0 | 184843.6767 | 0 | 523628.618 | 29068.508 | 246177.7138 | 0 | 0 | 7107.2011 | 39914.2847 | 1033767.0873 | 2028 | 0.005479 | 0 | 0.26433 | 0 | 1.0933 | 0.051568 | 0.16617 | 0 | 0 | 0.0035536 | 0.00015966 | 1.5846
[7 empty] | 2029 | 1030.3449 | 0 | 181866.4581 | 0 | 486214.3919 | 27848.6612 | 253563.4984 | 0 | 0 | 9256.7675 | 45612.8872 | 1005393.0092 | 2029 | 0.0018649 | 0 | 0.26007 | 0 | 1.0152 | 0.049404 | 0.17116 | 0 | 0 | 0.0046284 | 0.00018245 | 1.5025
[7 empty] | 2030 | 295.2098 | 0 | 179310.6916 | 0 | 451992.2166 | 27046.1431 | 258318.0822 | 0 | 0 | 11716.3944 | 51961.3246 | 980640.0623 | 2030 | 0.00053433 | 0 | 0.25641 | 0 | 0.94376 | 0.04798 | 0.17436 | 0 | 0 | 0.0058582 | 0.00020785 | 1.4291
1
2
3
[6 empty] | 4 | [26 empty] | Note: Above chart excludes refrigerants with GWP<10. | [5 empty] | Note: Above chart excludes refrigerants with GWP<10.
5
6
7
Small AC: Split | [5 empty] | 8
Bank Setting | Actual | [5 empty] | Bank (kg) | [12 empty] | Bank (Mt CO2e)
[8 empty] | HCFC-22 | HCFC-123 | HFC-134a | HFC-404A | HFC-410A | HFC-407C | HFC-32 | HFC-Mix | GWP <2150 | GWP <1000 | GWP <10 | Total |  | HCFC-22 | HCFC-123 | HFC-134a | HFC-404A | HFC-410A | HFC-407C | HFC-32 | HFC-Mix | GWP <2150 | GWP <1000 | GWP <10 | Total
[7 empty] | 2019 | 760072.0638 | 0 | 0 | 0 | 10001190.4812 | 77747.1234 | 2897221.897 | 0 | 0 | 0 | 128.4055 | 13736359.9709 | 2019 | 1.3757 | 0 | 0 | 0 | 20.8825 | 0.13792 | 1.9556 | 0 | 0 | 0 | 5.1362e-07 | 24.3518
[7 empty] | 2020 | 464865.9607 | 0 | 0 | 0 | 9471462.5041 | 61173.719 | 3764387.1995 | 0 | 0 | 0 | 617.4929 | 13762506.8763 | 2020 | 0.84141 | 0 | 0 | 0 | 19.7764 | 0.10852 | 2.541 | 0 | 0 | 0 | 2.47e-06 | 23.2673
[7 empty] | 2021 | 262162.3477 | 0 | 0 | 0 | 8820113.3798 | 44999.755 | 4702760.2261 | 0 | 0 | 5225.5134 | 2603.1879 | 13837864.4099 | 2021 | 0.47451 | 0 | 0 | 0 | 18.4164 | 0.07983 | 3.1744 | 0 | 0 | 0.0026128 | 1.0413e-05 | 22.1477
[7 empty] | 2022 | 136057.1212 | 0 | 0 | 0 | 8059405.3294 | 30478.457 | 5661213.7108 | 0 | 0 | 15833.3057 | 6103.7581 | 13909091.6822 | 2022 | 0.24626 | 0 | 0 | 0 | 16.828 | 0.054069 | 3.8213 | 0 | 0 | 0.0079167 | 2.4415e-05 | 20.9576
[7 empty] | 2023 | 64020.5107 | 0 | 0 | 0 | 7221695.8033 | 18679.2307 | 6634654.5579 | 0 | 0 | 31983.669 | 11160.9849 | 13982194.7564 | 2023 | 0.11588 | 0 | 0 | 0 | 15.0789 | 0.033137 | 4.4784 | 0 | 0 | 0.015992 | 4.4644e-05 | 19.7223
[7 empty] | 2024 | 26833.0784 | 0 | 0 | 0 | 6342222.3952 | 10141.6644 | 7610782.4606 | 0 | 0 | 53840.4888 | 17824.0404 | 14061644.1278 | 2024 | 0.048568 | 0 | 0 | 0 | 13.2426 | 0.017991 | 5.1373 | 0 | 0 | 0.02692 | 7.1296e-05 | 18.4734
[7 empty] | 2025 | 9829.2125 | 0 | 0 | 0 | 5451273.8545 | 4746.3925 | 8575015.6953 | 0 | 0 | 81571.2745 | 26127.5139 | 14148563.9432 | 2025 | 0.017791 | 0 | 0 | 0 | 11.3823 | 0.0084201 | 5.7881 | 0 | 0 | 0.040786 | 0.00010451 | 17.2375
[7 empty] | 2026 | 3094.8029 | 0 | 0 | 0 | 4600614.2374 | 1880.8875 | 9486814.3401 | 0 | 0 | 113339.8407 | 35630.8759 | 14241374.9845 | 2026 | 0.0056016 | 0 | 0 | 0 | 9.6061 | 0.0033367 | 6.4036 | 0 | 0 | 0.05667 | 0.00014252 | 16.0754
[7 empty] | 2027 | 826.4556 | 0 | 0 | 0 | 3799036.4069 | 621.6786 | 10330012.4987 | 0 | 0 | 149128.0297 | 46329.1009 | 14325954.1705 | 2027 | 0.0014959 | 0 | 0 | 0 | 7.9324 | 0.0011029 | 6.9728 | 0 | 0 | 0.074564 | 0.00018532 | 14.9825
[7 empty] | 2028 | 185.3037 | 0 | 0 | 0 | 3054151.3099 | 169.2618 | 11092655.3253 | 0 | 0 | 188907.1059 | 58211.4456 | 14394279.7523 | 2028 | 0.0003354 | 0 | 0 | 0 | 6.3771 | 0.00030027 | 7.4875 | 0 | 0 | 0.094454 | 0.00023285 | 13.9599
[7 empty] | 2029 | 34.6091 | 0 | 0 | 0 | 2375554.2542 | 37.5749 | 11768182.7537 | 0 | 0 | 232615.0194 | 71253.3634 | 14447677.5748 | 2029 | 6.2643e-05 | 0 | 0 | 0 | 4.9602 | 6.6658e-05 | 7.9435 | 0 | 0 | 0.11631 | 0.00028501 | 13.0204
[7 empty] | 2030 | 5.3476 | 0 | 0 | 0 | 1780217.0002 | 6.7445 | 12356181.7597 | 0 | 0 | 280104.393 | 85401.0191 | 14501916.264 | 2030 | 9.6791e-06 | 0 | 0 | 0 | 3.7171 | 1.1965e-05 | 8.3404 | 0 | 0 | 0.14005 | 0.0003416 | 12.1979
1
2
3
4
5
6
7
Medium AC: Split & Light Com | [5 empty] | 8
Bank Setting | Actual | [5 empty] | Bank (kg) | [12 empty] | Bank (Mt CO2e)
[8 empty] | HCFC-22 | HCFC-123 | HFC-134a | HFC-404A | HFC-410A | HFC-407C | HFC-32 | HFC-Mix | GWP <2150 | GWP <1000 | GWP <10 | Total |  | HCFC-22 | HCFC-123 | HFC-134a | HFC-404A | HFC-410A | HFC-407C | HFC-32 | HFC-Mix | GWP <2150 | GWP <1000 | GWP <10 | Total
[7 empty] | 2019 | 2012402.8491 | 0 | 585.3815 | 0 | 11325018.9848 | 739332.3979 | 222592.8456 | 0 | 225942.8571 | 0 | 1345.5419 | 14527220.858 | 2019 | 3.6424 | 0 | 0.0008371 | 0 | 23.6466 | 1.3116 | 0.15025 | 0 | 0.33891 | 0 | 5.3822e-06 | 29.0907
[7 empty] | 2020 | 1601981.0329 | 0 | 585.3814 | 0 | 12085910.8344 | 762179.94 | 364754.7626 | 0 | 207300 | 0 | 1991.5416 | 15024703.4929 | 2020 | 2.8996 | 0 | 0.0008371 | 0 | 25.2354 | 1.3521 | 0.24621 | 0 | 0.31095 | 0 | 7.9662e-06 | 30.0451
[7 empty] | 2021 | 1214500.249 | 0 | 577.1022 | 0 | 12753146.5074 | 770788.692 | 571819.3096 | 0 | 186428.5714 | 24981.3228 | 2901.1249 | 15525142.8792 | 2021 | 2.1982 | 0 | 0.00082526 | 0 | 26.6286 | 1.3674 | 0.38598 | 0 | 0.27964 | 0.012491 | 1.1604e-05 | 30.8731
[7 empty] | 2022 | 867381.5419 | 0 | 568.8174 | 0 | 13284708.3764 | 766167.5911 | 840295.9943 | 0 | 167785.7143 | 75782.9293 | 4081.5266 | 16006772.4913 | 2022 | 1.57 | 0 | 0.00081341 | 0 | 27.7385 | 1.3592 | 0.5672 | 0 | 0.25168 | 0.037891 | 1.6326e-05 | 31.5252
[7 empty] | 2023 | 579592.6842 | 0 | 560.5042 | 0 | 13674730.0167 | 749699.8813 | 1171864.3928 | 0 | 149142.8571 | 153282.4264 | 5536.4166 | 16484409.1793 | 2023 | 1.0491 | 0 | 0.00080152 | 0 | 28.5528 | 1.33 | 0.79101 | 0 | 0.22371 | 0.076641 | 2.2146e-05 | 32.0241
[7 empty] | 2024 | 357012.7413 | 0 | 552.0766 | 0 | 13924099.3056 | 722659.2366 | 1568310.2106 | 0 | 130500 | 258398.1139 | 7269.4489 | 16968801.1333 | 2024 | 0.64619 | 0 | 0.00078947 | 0 | 29.0735 | 1.282 | 1.0586 | 0 | 0.19575 | 0.1292 | 2.9078e-05 | 32.3861
[7 empty] | 2025 | 196450.0606 | 0 | 543.2895 | 0 | 14039177.26 | 685449.6417 | 2031605.3726 | 0 | 111857.1429 | 392091.1385 | 9284.1953 | 17466458.101 | 2025 | 0.35557 | 0 | 0.0007769 | 0 | 29.3138 | 1.216 | 1.3713 | 0 | 0.16779 | 0.19605 | 3.7137e-05 | 32.6213
[7 empty] | 2026 | 89546.8263 | 0 | 533.6071 | 0 | 14024358.1082 | 645860.5626 | 2554420.3474 | 0 | 93214.2857 | 557112.4053 | 13392.7439 | 17978438.8865 | 2026 | 0.16208 | 0 | 0.00076306 | 0 | 29.2829 | 1.1458 | 1.7242 | 0 | 0.13982 | 0.27856 | 5.3571e-05 | 32.7341
[7 empty] | 2027 | 25620.8816 | 0 | 522.0679 | 0 | 13887157.8331 | 602554.7845 | 3138135.2581 | 0 | 74571.4286 | 754221.6069 | 19627.9174 | 18502411.7782 | 2027 | 0.046374 | 0 | 0.00074656 | 0 | 28.9964 | 1.0689 | 2.1182 | 0 | 0.11186 | 0.37711 | 7.8512e-05 | 32.7197
[7 empty] | 2028 | 0 | 0 | 507.042 | 0 | 13632827.2843 | 553435.8575 | 3784158.2874 | 0 | 55928.5714 | 984217.2352 | 28022.6159 | 19039096.8937 | 2028 | 0 | 0 | 0.00072507 | 0 | 28.4653 | 0.9818 | 2.5543 | 0 | 0.083893 | 0.49211 | 0.00011209 | 32.5783
[7 empty] | 2029 | 0 | 0 | 485.703 | 0 | 13263652.7145 | 496662.5247 | 4493807.727 | 0 | 37285.7143 | 1247935.4399 | 38610.1185 | 19578439.9418 | 2029 | 0 | 0 | 0.00069456 | 0 | 27.6945 | 0.88108 | 3.0333 | 0 | 0.055929 | 0.62397 | 0.00015444 | 32.2897
[7 empty] | 2030 | 0 | 0 | 454.0547 | 0 | 12785682.0956 | 431988.5399 | 5268032.5956 | 0 | 18642.8571 | 1546242.7703 | 43461.0459 | 20094503.9591 | 2030 | 0 | 0 | 0.0006493 | 0 | 26.6965 | 0.76635 | 3.5559 | 0 | 0.027964 | 0.77312 | 0.00017384 | 31.8207
[6 empty] | 1 | [5 empty] | 150.7%
2
3
4
5
6
7
Large AC | [5 empty] | 8
Bank Setting | Actual | [5 empty] | Bank (kg) | [12 empty] | Bank (Mt CO2e)
[8 empty] | HCFC-22 | HCFC-123 | HFC-134a | HFC-404A | HFC-410A | HFC-407C | HFC-32 | HFC-Mix | GWP <2150 | GWP <1000 | GWP <10 | Total |  | HCFC-22 | HCFC-123 | HFC-134a | HFC-404A | HFC-410A | HFC-407C | HFC-32 | HFC-Mix | GWP <2150 | GWP <1000 | GWP <10 | Total
[7 empty] | 2019 | 1103397.1279 | 190182.5265 | 2755615.5996 | 0 | 142624.1991 | 36516.311 | 1271.4201 | 0 | 0 | 17887.7382 | 4120.5247 | 4251615.447 | 2019 | 1.9971 | 0.014644 | 3.9405 | 0 | 0.2978 | 0.06478 | 0.00085821 | 0 | 0 | 0.0089439 | 1.6482e-05 | 6.3247
[7 empty] | 2020 | 982839.2042 | 182234.3686 | 2890188.983 | 0 | 154057.4097 | 38731.8808 | 3298.5869 | 0 | 0 | 31173.9814 | 8372.331 | 4290896.7456 | 2020 | 1.7789 | 0.014032 | 4.133 | 0 | 0.32167 | 0.06871 | 0.0022265 | 0 | 0 | 0.015587 | 3.3489e-05 | 6.3342
[7 empty] | 2021 | 875440.2867 | 174570.3323 | 3006076.4832 | 0 | 163588.9912 | 40438.8568 | 6456.734 | 0 | 0 | 48685.9759 | 21304.192 | 4336561.8521 | 2021 | 1.5845 | 0.013442 | 4.2987 | 0 | 0.34157 | 0.071739 | 0.0043583 | 0 | 0 | 0.024343 | 8.5217e-05 | 6.3388
[7 empty] | 2022 | 779142.6993 | 166891.0189 | 3099471.4758 | 0 | 171177.4193 | 41637.6163 | 10751.8684 | 0 | 0 | 70470.0389 | 43084.6487 | 4382626.7856 | 2022 | 1.4102 | 0.012851 | 4.4322 | 0 | 0.35742 | 0.073865 | 0.0072575 | 0 | 0 | 0.035235 | 0.00017234 | 6.3293
[7 empty] | 2023 | 691029.5697 | 158905.3301 | 3167617.3578 | 0 | 176798.3565 | 42324.36 | 16189.2258 | 0 | 0 | 96565.0642 | 73870.903 | 4423300.1671 | 2023 | 1.2508 | 0.012236 | 4.5297 | 0 | 0.36915 | 0.075083 | 0.010928 | 0 | 0 | 0.048283 | 0.00029548 | 6.2964
[7 empty] | 2024 | 608507.0989 | 150484.017 | 3210577.0191 | 0 | 180420.0257 | 42493.0575 | 22763.7269 | 0 | 0 | 127014.293 | 113792.4006 | 4456051.6386 | 2024 | 1.1014 | 0.011587 | 4.5911 | 0 | 0.37672 | 0.075383 | 0.015366 | 0 | 0 | 0.063507 | 0.00045517 | 6.2355
[7 empty] | 2025 | 530401.9825 | 141733.1698 | 3231539.2415 | 0 | 182002.782 | 42135.3148 | 30471.8724 | 0 | 0 | 161828.7079 | 162962.4656 | 4483075.5365 | 2025 | 0.96003 | 0.010913 | 4.6211 | 0 | 0.38002 | 0.074748 | 0.020569 | 0 | 0 | 0.080914 | 0.00065185 | 6.1489
[7 empty] | 2026 | 456680.1193 | 132884.4901 | 3226248.9588 | 0 | 182773.418 | 41723.942 | 37262.1759 | 0 | 0 | 202946.0475 | 228627.196 | 4509146.3477 | 2026 | 0.82659 | 0.010232 | 4.6135 | 0 | 0.38163 | 0.074018 | 0.025152 | 0 | 0 | 0.10147 | 0.00091451 | 6.0335
[7 empty] | 2027 | 387957.6588 | 124143.2254 | 3196535.0446 | 0 | 182669.7151 | 41241.9363 | 44903.4505 | 0 | 0 | 250381.6224 | 310903.2259 | 4538735.879 | 2027 | 0.7022 | 0.009559 | 4.571 | 0 | 0.38141 | 0.073163 | 0.03031 | 0 | 0 | 0.12519 | 0.0012436 | 5.8941
[7 empty] | 2028 | 324661.1307 | 115545.5809 | 3143495.1023 | 0 | 181583.5004 | 40659.0586 | 53378.6732 | 0 | 0 | 304136.9022 | 409870.9198 | 4573330.8681 | 2028 | 0.58764 | 0.008897 | 4.4952 | 0 | 0.37915 | 0.072129 | 0.036031 | 0 | 0 | 0.15207 | 0.0016395 | 5.7327
[7 empty] | 2029 | 266783.8792 | 106944.3543 | 3065742.3764 | 0 | 179352.8411 | 39929.6608 | 62668.9434 | 0 | 0 | 364199.3492 | 525573.645 | 4611195.0496 | 2029 | 0.48288 | 0.0082347 | 4.384 | 0 | 0.37449 | 0.070835 | 0.042302 | 0 | 0 | 0.1821 | 0.0021023 | 5.547
[7 empty] | 2030 | 214111.9355 | 98095.8038 | 2960564.3711 | 0 | 175783.3301 | 38998.6577 | 72753.5356 | 0 | 0 | 430542.3084 | 658017.2081 | 4648867.1504 | 2030 | 0.38754 | 0.0075534 | 4.2336 | 0 | 0.36704 | 0.069184 | 0.049109 | 0 | 0 | 0.21527 | 0.0026321 | 5.3319
1
2
3
4
5
6
7
Total AC | [5 empty] | 8
Bank Setting | Refer above | [5 empty] | Bank (kg) | [12 empty] | Bank (Mt CO2e)
[8 empty] | HCFC-22 | HCFC-123 | HFC-134a | HFC-404A | HFC-410A | HFC-407C | HFC-32 | HFC-Mix | GWP <2150 | GWP <1000 | GWP <10 | Total |  | HCFC-22 | HCFC-123 | HFC-134a | HFC-404A | HFC-410A | HFC-407C | HFC-32 | HFC-Mix | GWP <2150 | GWP <1000 | GWP <10 | Total
[7 empty] | 2019 | 4221681.7558 | 190182.5265 | 2998788.1916 | 0 | 22086120.8124 | 923343.2784 | 3245487.5228 | 0 | 225942.8571 | 17887.7382 | 18315.1208 | 33927749.8035 | 2019 | 7.6412 | 0.014644 | 4.2883 | 0 | 46.1158 | 1.638 | 2.1907 | 0 | 0.33891 | 0.0089439 | 7.326e-05 | 62.2366
[7 empty] | 2020 | 3302872.0671 | 182234.3686 | 3130577.2461 | 0 | 22359622.6488 | 924569.7515 | 4272033.703 | 0 | 207300 | 31173.9814 | 25107.4825 | 34435491.249 | 2020 | 5.9782 | 0.014032 | 4.4767 | 0 | 46.6869 | 1.6402 | 2.8836 | 0 | 0.31095 | 0.015587 | 0.00010043 | 62.0063
[7 empty] | 2021 | 2533984.0045 | 174570.3323 | 3241006.5229 | 0 | 22405754.8971 | 911785.3676 | 5435890.6036 | 0 | 186428.5714 | 79066.811 | 42754.0253 | 35011241.1359 | 2021 | 4.5865 | 0.013442 | 4.6346 | 0 | 46.7832 | 1.6175 | 3.6692 | 0 | 0.27964 | 0.039533 | 0.00017102 | 61.6239
[7 empty] | 2022 | 1909553.5813 | 166891.0189 | 3326927.1931 | 0 | 22192780.3709 | 887635.6446 | 6681282.5707 | 0 | 167785.7143 | 162606.5305 | 71404.3721 | 35566866.9963 | 2022 | 3.4563 | 0.012851 | 4.7575 | 0 | 46.3385 | 1.5747 | 4.5099 | 0 | 0.25168 | 0.081303 | 0.00028562 | 60.983
[7 empty] | 2023 | 1419534.3071 | 158905.3301 | 3386395.0519 | 0 | 21747284.6225 | 854675.0998 | 8005259.714 | 0 | 149142.8571 | 282868.2059 | 111241.0062 | 36115306.1947 | 2023 | 2.5694 | 0.012236 | 4.8425 | 0 | 45.4083 | 1.5162 | 5.4036 | 0 | 0.22371 | 0.14143 | 0.00044496 | 60.1178
[7 empty] | 2024 | 1045798.1261 | 150484.017 | 3420588.5493 | 0 | 21105724.6005 | 814796.8736 | 9397968.138 | 0 | 130500 | 440975.5497 | 162430.6601 | 36669266.5144 | 2024 | 1.8929 | 0.011587 | 4.8914 | 0 | 44.0688 | 1.4454 | 6.3436 | 0 | 0.19575 | 0.22049 | 0.00064972 | 59.0706
[7 empty] | 2025 | 767812.4899 | 141733.1698 | 3433663.616 | 0 | 20306021.9334 | 768250.6047 | 10847011.2634 | 0 | 111857.1429 | 638066.4995 | 225123.3572 | 37239540.0767 | 2025 | 1.3897 | 0.010913 | 4.9101 | 0 | 42.399 | 1.3629 | 7.3217 | 0 | 0.16779 | 0.31903 | 0.00090049 | 57.8821
[7 empty] | 2026 | 565673.3446 | 132884.4901 | 3421449.4468 | 0 | 19407970.8887 | 722520.1454 | 12302026.4459 | 0 | 93214.2857 | 877159.1447 | 308168.8033 | 37831066.9952 | 2026 | 1.0239 | 0.010232 | 4.8927 | 0 | 40.5238 | 1.2818 | 8.3039 | 0 | 0.13982 | 0.43858 | 0.0012327 | 56.6159
[7 empty] | 2027 | 421974.4076 | 124143.2254 | 3386097.5171 | 0 | 18431429.0272 | 675204.1275 | 13749004.9329 | 0 | 74571.4286 | 1159004.609 | 411751.9718 | 38433181.2472 | 2027 | 0.76377 | 0.009559 | 4.8421 | 0 | 38.4848 | 1.1978 | 9.2806 | 0 | 0.11186 | 0.5795 | 0.001647 | 55.2717
[7 empty] | 2028 | 327873.5195 | 115545.5809 | 3328845.8209 | 0 | 17392190.7127 | 623332.6859 | 15176369.9997 | 0 | 55928.5714 | 1484368.4444 | 536019.2661 | 39040474.6015 | 2028 | 0.59345 | 0.008897 | 4.7602 | 0 | 36.3149 | 1.1058 | 10.244 | 0 | 0.083893 | 0.74218 | 0.0021441 | 53.8556
[7 empty] | 2029 | 267848.8333 | 106944.3543 | 3248094.5375 | 0 | 16304774.2017 | 564478.4216 | 16578222.9226 | 0 | 37285.7143 | 1854006.5759 | 681050.0141 | 39642705.5753 | 2029 | 0.48481 | 0.0082347 | 4.6448 | 0 | 34.0444 | 1.0014 | 11.1903 | 0 | 0.055929 | 0.927 | 0.0027242 | 52.3595
[7 empty] | 2030 | 214412.4928 | 98095.8038 | 3140329.1175 | 0 | 15193674.6425 | 498040.0852 | 17955285.973 | 0 | 18642.8571 | 2268605.8661 | 838840.5978 | 40225927.4358 | 2030 | 0.38809 | 0.0075534 | 4.4907 | 0 | 31.7244 | 0.88352 | 12.1198 | 0 | 0.027964 | 1.1343 | 0.0033554 | 50.7797
1
2
3
4
5
6
7
Small MAC | [5 empty] | 8
Bank Setting | Actual | [5 empty] | Bank (kg) | [12 empty] | Bank (Mt CO2e)
[8 empty] | No MAC | CFC-12 | HFC-134a | HFC-404A | HFC-410A | HFC-407C | HFC-32 | HFC-Mix | GWP <2150 | GWP <1000 | GWP <10 | Total |  | HCFC-22 | HCFC-123 | HFC-134a | HFC-404A | HFC-410A | HFC-407C | HFC-32 | HFC-Mix | GWP <2150 | GWP <1000 | GWP <10 | Total
[7 empty] | 2019 | 0 | 45071.2479 | 10146421.1824 | 0 | 0 | 0 | 0 | 0 | 0 | 0 | 193009.0746 | 10384501.5049 | 2019 | 0 | 0 | 14.5738 | 0 | 0 | 0 | 0 | 0 | 0 | 0 | 0.00077204 | 14.5746
[7 empty] | 2020 | 0 | 28827.847 | 9935772.5695 | 0 | 0 | 0 | 0 | 0 | 0 | 0 | 220538.8529 | 10185139.2694 | 2020 | 0 | 0 | 14.2494 | 0 | 0 | 0 | 0 | 0 | 0 | 0 | 0.00088216 | 14.2503
[7 empty] | 2021 | 0 | 18478.1119 | 9815390.5012 | 0 | 0 | 0 | 0 | 0 | 0 | 0 | 346514.6216 | 10180383.2347 | 2021 | 0 | 0 | 14.0624 | 0 | 0 | 0 | 0 | 0 | 0 | 0 | 0.0013861 | 14.0638
[7 empty] | 2022 | 0 | 12337.9423 | 9600126.7652 | 0 | 0 | 0 | 0 | 0 | 0 | 0 | 564440.9709 | 10176905.6784 | 2022 | 0 | 0 | 13.7458 | 0 | 0 | 0 | 0 | 0 | 0 | 0 | 0.0022578 | 13.7481
[7 empty] | 2023 | 0 | 6202.2651 | 9292662.6795 | 0 | 0 | 0 | 0 | 0 | 0 | 0 | 876997.1927 | 10175862.1373 | 2023 | 0 | 0 | 13.2974 | 0 | 0 | 0 | 0 | 0 | 0 | 0 | 0.003508 | 13.3009
[7 empty] | 2024 | 0 | 72.4782 | 8890320.3175 | 0 | 0 | 0 | 0 | 0 | 0 | 0 | 1286763.3681 | 10177156.1637 | 2024 | 0 | 0 | 12.7133 | 0 | 0 | 0 | 0 | 0 | 0 | 0 | 0.0051471 | 12.7184
[7 empty] | 2025 | 0 | 0 | 8395407.595 | 0 | 0 | 0 | 0 | 0 | 0 | 0 | 1796308.4555 | 10191716.0505 | 2025 | 0 | 0 | 12.0054 | 0 | 0 | 0 | 0 | 0 | 0 | 0 | 0.0071852 | 12.0126
[7 empty] | 2026 | 0 | 0 | 7859257.2239 | 0 | 0 | 0 | 0 | 0 | 0 | 0 | 2340488.3282 | 10199745.5521 | 2026 | 0 | 0 | 11.2387 | 0 | 0 | 0 | 0 | 0 | 0 | 0 | 0.009362 | 11.2481
[7 empty] | 2027 | 0 | 0 | 7301546.6894 | 0 | 0 | 0 | 0 | 0 | 0 | 0 | 2917048.3201 | 10218595.0096 | 2027 | 0 | 0 | 10.4412 | 0 | 0 | 0 | 0 | 0 | 0 | 0 | 0.011668 | 10.4529
[7 empty] | 2028 | 0 | 0 | 6719171.4394 | 0 | 0 | 0 | 0 | 0 | 0 | 0 | 3523613.8944 | 10242785.3338 | 2028 | 0 | 0 | 9.6084 | 0 | 0 | 0 | 0 | 0 | 0 | 0 | 0.014094 | 9.6225
[7 empty] | 2029 | 0 | 0 | 6113693.4709 | 0 | 0 | 0 | 0 | 0 | 0 | 0 | 4157123.9623 | 10270817.4332 | 2029 | 0 | 0 | 8.7426 | 0 | 0 | 0 | 0 | 0 | 0 | 0 | 0.016628 | 8.7592
[7 empty] | 2030 | 0 | 0 | 5488347.952 | 0 | 0 | 0 | 0 | 0 | 0 | 0 | 4814279.4675 | 10302627.4194 | 2030 | 0 | 0 | 7.8483 | 0 | 0 | 0 | 0 | 0 | 0 | 0 | 0.019257 | 7.8676
[6 empty] | 1 | CFC-12 includes those manufactured with CFC, many of these have been retrofitted with HFC-134a and HC.
2
3
4
5
6
7
Large MAC | [5 empty] | 8
Bank Setting | Actual | [5 empty] | Bank (kg) | [12 empty] | Bank (Mt CO2e)
[8 empty] | HCFC-22 | HCFC-123 | HFC-134a | HFC-404A | HFC-410A | HFC-407C | HFC-32 | HFC-Mix | GWP <2150 | GWP <1000 | GWP <10 | Total |  | HCFC-22 | HCFC-123 | HFC-134a | HFC-404A | HFC-410A | HFC-407C | HFC-32 | HFC-Mix | GWP <2150 | GWP <1000 | GWP <10 | Total
[7 empty] | 2019 | 18008.3153 | 0 | 224148.3819 | 0 | 123453.8173 | 459474.0533 | 0 | 0 | 0 | 0 | 0 | 825084.5678 | 2019 | 0.032595 | 0 | 0.32053 | 0 | 0.25777 | 0.81511 | 0 | 0 | 0 | 0 | 0 | 1.426
[7 empty] | 2020 | 14443.3043 | 0 | 221297.0768 | 0 | 131623.0096 | 471191.4237 | 0 | 0 | 0 | 0 | 0 | 838554.8145 | 2020 | 0.026142 | 0 | 0.31645 | 0 | 0.27483 | 0.83589 | 0 | 0 | 0 | 0 | 0 | 1.4533
[7 empty] | 2021 | 11680.5417 | 0 | 217244.5341 | 0 | 138720.1564 | 478773.9509 | 1875.2129 | 0 | 0 | 1018.2066 | 161.6509 | 849474.2535 | 2021 | 0.021142 | 0 | 0.31066 | 0 | 0.28965 | 0.84934 | 0.0012658 | 0 | 0 | 0.0005091 | 6.466e-07 | 1.4726
[7 empty] | 2022 | 9584.0014 | 0 | 212132.9935 | 0 | 144584.0524 | 482121.9342 | 5681.8951 | 0 | 0 | 3049.445 | 487.3043 | 857641.6258 | 2022 | 0.017347 | 0 | 0.30335 | 0 | 0.30189 | 0.85528 | 0.0038353 | 0 | 0 | 0.0015247 | 1.9492e-06 | 1.4832
[7 empty] | 2023 | 7963.7437 | 0 | 206093.7411 | 0 | 149034.2808 | 481083.9099 | 11477.5687 | 0 | 0 | 6088.6677 | 979.3809 | 862721.2928 | 2023 | 0.014414 | 0 | 0.29471 | 0 | 0.31118 | 0.85344 | 0.0077474 | 0 | 0 | 0.0030443 | 3.9175e-06 | 1.4846
[7 empty] | 2024 | 6639.5994 | 0 | 199245.2061 | 0 | 151945.8124 | 475593.5662 | 19321.047 | 0 | 0 | 10130.9554 | 1640.3728 | 864516.5592 | 2024 | 0.012018 | 0 | 0.28492 | 0 | 0.31726 | 0.8437 | 0.013042 | 0 | 0 | 0.0050655 | 6.5615e-06 | 1.476
[7 empty] | 2025 | 5478.4554 | 0 | 191701.2156 | 0 | 153139.8552 | 465580.7349 | 29272.4599 | 0 | 0 | 15171.5176 | 2472.8436 | 862817.0821 | 2025 | 0.009916 | 0 | 0.27413 | 0 | 0.31976 | 0.82594 | 0.019759 | 0 | 0 | 0.0075858 | 9.8914e-06 | 1.4571
[7 empty] | 2026 | 4399.9333 | 0 | 183025.4178 | 0 | 152489.4278 | 451075.8855 | 41366.4507 | 0 | 0 | 21641.9687 | 3704.0039 | 857703.0877 | 2026 | 0.0079639 | 0 | 0.26173 | 0 | 0.3184 | 0.80021 | 0.027922 | 0 | 0 | 0.010821 | 1.4816e-05 | 1.4271
[7 empty] | 2027 | 3382.3082 | 0 | 173396.6244 | 0 | 149928.6362 | 432473.7448 | 55638.2117 | 0 | 0 | 29520.9232 | 5333.9213 | 849674.3698 | 2027 | 0.006122 | 0 | 0.24796 | 0 | 0.31305 | 0.76721 | 0.037556 | 0 | 0 | 0.01476 | 2.1336e-05 | 1.3867
[7 empty] | 2028 | 2450.8258 | 0 | 163033.5403 | 0 | 145441.7659 | 410353.8065 | 72123.3874 | 0 | 0 | 38787.1914 | 7362.6857 | 839553.203 | 2028 | 0.004436 | 0 | 0.23314 | 0 | 0.30368 | 0.72797 | 0.048683 | 0 | 0 | 0.019394 | 2.9451e-05 | 1.3373
[7 empty] | 2029 | 1655.1858 | 0 | 152192.0701 | 0 | 139042.527 | 385309.4873 | 90857.4793 | 0 | 0 | 49419.7484 | 9790.3783 | 828266.8763 | 2029 | 0.0029959 | 0 | 0.21763 | 0 | 0.29032 | 0.68354 | 0.061329 | 0 | 0 | 0.02471 | 3.9162e-05 | 1.2806
[7 empty] | 2030 | 1036.2619 | 0 | 141146.7739 | 0 | 130805.7236 | 357929.4415 | 111873.2497 | 0 | 0 | 61397.6008 | 12616.9411 | 816805.9924 | 2030 | 0.0018756 | 0 | 0.20184 | 0 | 0.27312 | 0.63497 | 0.075514 | 0 | 0 | 0.030699 | 5.0468e-05 | 1.2181
1
2
3
4
5
6
7
Total MAC | [5 empty] | 8
Bank Setting | Refer above | [5 empty] | Bank (kg) | [12 empty] | Bank (Mt CO2e)
[8 empty] | HCFC-22 | HCFC-123 | HFC-134a | HFC-404A | HFC-410A | HFC-407C | HFC-32 | HFC-Mix | GWP <2150 | GWP <1000 | GWP <10 | Total |  | HCFC-22 | HCFC-123 | HFC-134a | HFC-404A | HFC-410A | HFC-407C | HFC-32 | HFC-Mix | GWP <2150 | GWP <1000 | GWP <10 | Total
[7 empty] | 2019 | 18008.3153 | 0 | 10415640.8122 | 0 | 123453.8173 | 459474.0533 | 0 | 0 | 0 | 0 | 193009.0746 | 11209586.0727 | 2019 | 0.032595 | 0 | 14.8944 | 0 | 0.25777 | 0.81511 | 0 | 0 | 0 | 0 | 0.00077204 | 16.0006
[7 empty] | 2020 | 14443.3043 | 0 | 10185897.4933 | 0 | 131623.0096 | 471191.4237 | 0 | 0 | 0 | 0 | 220538.8529 | 11023694.0839 | 2020 | 0.026142 | 0 | 14.5658 | 0 | 0.27483 | 0.83589 | 0 | 0 | 0 | 0 | 0.00088216 | 15.7036
[7 empty] | 2021 | 11680.5417 | 0 | 10051113.1472 | 0 | 138720.1564 | 478773.9509 | 1875.2129 | 0 | 0 | 1018.2066 | 346676.2725 | 11029857.4882 | 2021 | 0.021142 | 0 | 14.3731 | 0 | 0.28965 | 0.84934 | 0.0012658 | 0 | 0 | 0.0005091 | 0.0013867 | 15.5364
[7 empty] | 2022 | 9584.0014 | 0 | 9824597.701 | 0 | 144584.0524 | 482121.9342 | 5681.8951 | 0 | 0 | 3049.445 | 564928.2752 | 11034547.3042 | 2022 | 0.017347 | 0 | 14.0492 | 0 | 0.30189 | 0.85528 | 0.0038353 | 0 | 0 | 0.0015247 | 0.0022597 | 15.2313
[7 empty] | 2023 | 7963.7437 | 0 | 9504958.6857 | 0 | 149034.2808 | 481083.9099 | 11477.5687 | 0 | 0 | 6088.6677 | 877976.5736 | 11038583.4301 | 2023 | 0.014414 | 0 | 13.5921 | 0 | 0.31118 | 0.85344 | 0.0077474 | 0 | 0 | 0.0030443 | 0.0035119 | 14.7854
[7 empty] | 2024 | 6639.5994 | 0 | 9089638.0017 | 0 | 151945.8124 | 475593.5662 | 19321.047 | 0 | 0 | 10130.9554 | 1288403.7408 | 11041672.7229 | 2024 | 0.012018 | 0 | 12.9982 | 0 | 0.31726 | 0.8437 | 0.013042 | 0 | 0 | 0.0050655 | 0.0051536 | 14.1944
[7 empty] | 2025 | 5478.4554 | 0 | 8587108.8106 | 0 | 153139.8552 | 465580.7349 | 29272.4599 | 0 | 0 | 15171.5176 | 1798781.2991 | 11054533.1327 | 2025 | 0.009916 | 0 | 12.2796 | 0 | 0.31976 | 0.82594 | 0.019759 | 0 | 0 | 0.0075858 | 0.0071951 | 13.4697
[7 empty] | 2026 | 4399.9333 | 0 | 8042282.6417 | 0 | 152489.4278 | 451075.8855 | 41366.4507 | 0 | 0 | 21641.9687 | 2344192.3321 | 11057448.6398 | 2026 | 0.0079639 | 0 | 11.5005 | 0 | 0.3184 | 0.80021 | 0.027922 | 0 | 0 | 0.010821 | 0.0093768 | 12.6752
[7 empty] | 2027 | 3382.3082 | 0 | 7474943.3138 | 0 | 149928.6362 | 432473.7448 | 55638.2117 | 0 | 0 | 29520.9232 | 2922382.2415 | 11068269.3794 | 2027 | 0.006122 | 0 | 10.6892 | 0 | 0.31305 | 0.76721 | 0.037556 | 0 | 0 | 0.01476 | 0.01169 | 11.8396
[7 empty] | 2028 | 2450.8258 | 0 | 6882204.9797 | 0 | 145441.7659 | 410353.8065 | 72123.3874 | 0 | 0 | 38787.1914 | 3530976.5801 | 11082338.5368 | 2028 | 0.004436 | 0 | 9.8416 | 0 | 0.30368 | 0.72797 | 0.048683 | 0 | 0 | 0.019394 | 0.014124 | 10.9598
[7 empty] | 2029 | 1655.1858 | 0 | 6265885.541 | 0 | 139042.527 | 385309.4873 | 90857.4793 | 0 | 0 | 49419.7484 | 4166914.3406 | 11099084.3095 | 2029 | 0.0029959 | 0 | 8.9602 | 0 | 0.29032 | 0.68354 | 0.061329 | 0 | 0 | 0.02471 | 0.016668 | 10.0398
[7 empty] | 2030 | 1036.2619 | 0 | 5629494.7258 | 0 | 130805.7236 | 357929.4415 | 111873.2497 | 0 | 0 | 61397.6008 | 4826896.4086 | 11119433.4118 | 2030 | 0.0018756 | 0 | 8.0502 | 0 | 0.27312 | 0.63497 | 0.075514 | 0 | 0 | 0.030699 | 0.019308 | 9.0857
1
2
3
4
5
6
7
Domestic Refrigeration | [5 empty] | 8
Bank Setting | Actual | [5 empty] | Bank (kg) | [12 empty] | Bank (Mt CO2e)
[8 empty] | HCFC-22 | HCFC-123 | HFC-134a | HFC-404A | HFC-410A | HFC-407C | HFC-32 | HFC-Mix | GWP <2150 | GWP <1000 | GWP <10 | Total |  | HCFC-22 | HCFC-123 | HFC-134a | HFC-404A | HFC-410A | HFC-407C | HFC-32 | HFC-Mix | GWP <2150 | GWP <1000 | GWP <10 | Total
[7 empty] | 2019 | 0 | 0 | 1540517.7678 | 0 | 0 | 0 | 0 | 0 | 0 | 0 | 536490.5559 | 2077008.3237 | 2019 | 0 | 0 | 2.2029 | 0 | 0 | 0 | 0 | 0 | 0 | 0 | 0.002146 | 2.2051
[7 empty] | 2020 | 0 | 0 | 1401934.8715 | 0 | 0 | 0 | 0 | 0 | 0 | 0 | 598865.8697 | 2000800.7412 | 2020 | 0 | 0 | 2.0048 | 0 | 0 | 0 | 0 | 0 | 0 | 0 | 0.0023955 | 2.0072
[7 empty] | 2021 | 0 | 0 | 1256538.1419 | 0 | 0 | 0 | 0 | 0 | 0 | 0 | 660123.8905 | 1916662.0324 | 2021 | 0 | 0 | 1.7968 | 0 | 0 | 0 | 0 | 0 | 0 | 0 | 0.0026405 | 1.7995
[7 empty] | 2022 | 0 | 0 | 1105930.6872 | 0 | 0 | 0 | 0 | 0 | 0 | 0 | 719273.0253 | 1825203.7126 | 2022 | 0 | 0 | 1.5815 | 0 | 0 | 0 | 0 | 0 | 0 | 0 | 0.0028771 | 1.5844
[7 empty] | 2023 | 0 | 0 | 953449.3869 | 0 | 0 | 0 | 0 | 0 | 0 | 0 | 774910.6224 | 1728360.0093 | 2023 | 0 | 0 | 1.3634 | 0 | 0 | 0 | 0 | 0 | 0 | 0 | 0.0030996 | 1.3665
[7 empty] | 2024 | 0 | 0 | 803492.072 | 0 | 0 | 0 | 0 | 0 | 0 | 0 | 825811.0057 | 1629303.0777 | 2024 | 0 | 0 | 1.149 | 0 | 0 | 0 | 0 | 0 | 0 | 0 | 0.0033032 | 1.1523
[7 empty] | 2025 | 0 | 0 | 660900.6971 | 0 | 0 | 0 | 0 | 0 | 0 | 0 | 871370.2676 | 1532270.9647 | 2025 | 0 | 0 | 0.94509 | 0 | 0 | 0 | 0 | 0 | 0 | 0 | 0.0034855 | 0.94857
[7 empty] | 2026 | 0 | 0 | 530025.17 | 0 | 0 | 0 | 0 | 0 | 0 | 0 | 912181.9235 | 1442207.0936 | 2026 | 0 | 0 | 0.75794 | 0 | 0 | 0 | 0 | 0 | 0 | 0 | 0.0036487 | 0.76158
[7 empty] | 2027 | 0 | 0 | 414784.2813 | 0 | 0 | 0 | 0 | 0 | 0 | 0 | 949398.8388 | 1364183.1201 | 2027 | 0 | 0 | 0.59314 | 0 | 0 | 0 | 0 | 0 | 0 | 0 | 0.0037976 | 0.59694
[7 empty] | 2028 | 0 | 0 | 317896.4184 | 0 | 0 | 0 | 0 | 0 | 0 | 0 | 984476.0749 | 1302372.4933 | 2028 | 0 | 0 | 0.45459 | 0 | 0 | 0 | 0 | 0 | 0 | 0 | 0.0039379 | 0.45853
[7 empty] | 2029 | 0 | 0 | 240514.2143 | 0 | 0 | 0 | 0 | 0 | 0 | 0 | 1018375.3274 | 1258889.5416 | 2029 | 0 | 0 | 0.34394 | 0 | 0 | 0 | 0 | 0 | 0 | 0 | 0.0040735 | 0.34801
[7 empty] | 2030 | 0 | 0 | 182045.5398 | 0 | 0 | 0 | 0 | 0 | 0 | 0 | 1051022.8932 | 1233068.4329 | 2030 | 0 | 0 | 0.26033 | 0 | 0 | 0 | 0 | 0 | 0 | 0 | 0.0042041 | 0.26453
1
2
3
4
5
6
7
RCFC: Self Contained | [5 empty] | 8
Bank Setting | Actual | [5 empty] | Bank (kg) | [12 empty] | Bank (Mt CO2e)
[8 empty] | HCFC-22 | HCFC-123 | HFC-134a | HFC-404A | HFC-410A | HFC-407C | HFC-32 | HFC-Mix | GWP <2150 | GWP <1000 | GWP <10 | Total |  | HCFC-22 | HCFC-123 | HFC-134a | HFC-404A | HFC-410A | HFC-407C | HFC-32 | HFC-Mix | GWP <2150 | GWP <1000 | GWP <10 | Total
[7 empty] | 2019 | 1579.4715 | 0 | 229678.6228 | 241731.3586 | 0 | 392.3055 | 0 | 0 | 4387.02 | 0 | 29077.2484 | 506846.0266 | 2019 | 0.0028588 | 0 | 0.32844 | 0.94807 | 0 | 0.00069595 | 0 | 0 | 0.0065805 | 0 | 0.00011631 | 1.2868
[7 empty] | 2020 | 777.5663 | 0 | 234435.3074 | 220942.4672 | 0 | 253.938 | 0 | 0 | 6342.0469 | 0 | 36461.2537 | 499212.5796 | 2020 | 0.0014074 | 0 | 0.33524 | 0.86654 | 0 | 0.00045049 | 0 | 0 | 0.0095131 | 0 | 0.00014585 | 1.2133
[7 empty] | 2021 | 230.878 | 0 | 239398.0946 | 199539.5242 | 0 | 152.0302 | 0 | 0 | 8875.7057 | 84.8913 | 44591.9785 | 492873.1025 | 2021 | 0.00041789 | 0 | 0.34234 | 0.78259 | 0 | 0.0002697 | 0 | 0 | 0.013314 | 4.2446e-05 | 0.00017837 | 1.1392
[7 empty] | 2022 | 0 | 0 | 242031.3709 | 177638.285 | 0 | 82.3297 | 0 | 0 | 11919.6876 | 255.6542 | 52960.2645 | 484887.5919 | 2022 | 0 | 0 | 0.3461 | 0.6967 | 0 | 0.00014605 | 0 | 0 | 0.01788 | 0.00012783 | 0.00021184 | 1.0612
[7 empty] | 2023 | 0 | 0 | 242264.7496 | 155682.2681 | 0 | 39.5261 | 0 | 0 | 15474.2002 | 513.2778 | 61478.6596 | 475452.6814 | 2023 | 0 | 0 | 0.34644 | 0.61059 | 0 | 7.0119e-05 | 0 | 0 | 0.023211 | 0.00025664 | 0.00024591 | 0.98081
[7 empty] | 2024 | 0 | 0 | 240062.4315 | 134242.8515 | 0 | 16.5906 | 0 | 0 | 19533.1337 | 858.7555 | 70029.0944 | 464742.8572 | 2024 | 0 | 0 | 0.34329 | 0.5265 | 0 | 2.9432e-05 | 0 | 0 | 0.0293 | 0.00042938 | 0.00028012 | 0.89983
[7 empty] | 2025 | 0 | 0 | 235531.7355 | 114015.896 | 0 | 5.944 | 0 | 0 | 24077.7833 | 1293.0603 | 78472.0949 | 453396.514 | 2025 | 0 | 0 | 0.33681 | 0.44717 | 0 | 1.0545e-05 | 0 | 0 | 0.036117 | 0.00064653 | 0.00031389 | 0.82107
[7 empty] | 2026 | 0 | 0 | 226580.0288 | 95869.4123 | 0 | 1.7888 | 0 | 0 | 29882.246 | 1808.1642 | 87071.7545 | 441213.3946 | 2026 | 0 | 0 | 0.32401 | 0.376 | 0 | 3.1733e-06 | 0 | 0 | 0.044823 | 0.00090408 | 0.00034829 | 0.74609
[7 empty] | 2027 | 0 | 0 | 213747.9448 | 79760.2184 | 0 | 0.44609 | 0 | 0 | 36888.1692 | 2402.6775 | 95729.6217 | 428529.0777 | 2027 | 0 | 0 | 0.30566 | 0.31282 | 0 | 7.9137e-07 | 0 | 0 | 0.055332 | 0.0012013 | 0.00038292 | 0.6754
[7 empty] | 2028 | 0 | 0 | 197148.6835 | 66013.215 | 0 | 0.091167 | 0 | 0 | 45019.9283 | 3073.8827 | 104366.8468 | 415622.6474 | 2028 | 0 | 0 | 0.28192 | 0.2589 | 0 | 1.6173e-07 | 0 | 0 | 0.06753 | 0.0015369 | 0.00041747 | 0.61031
[7 empty] | 2029 | 0 | 0 | 176973.3805 | 54638.7262 | 0 | 0.015132 | 0 | 0 | 54149.2088 | 3816.3905 | 113035.0004 | 402612.7216 | 2029 | 0 | 0 | 0.25307 | 0.21429 | 0 | 2.6845e-08 | 0 | 0 | 0.081224 | 0.0019082 | 0.00045214 | 0.55095
[7 empty] | 2030 | 0 | 0 | 153273.7129 | 44911.3823 | 0 | 0.0020254 | 0 | 0 | 64224.9202 | 4620.9009 | 121834.7481 | 388865.6664 | 2030 | 0 | 0 | 0.21918 | 0.17614 | 0 | 3.593e-09 | 0 | 0 | 0.096337 | 0.0023105 | 0.00048734 | 0.49446
1
2
3
4
5
6
7
RCFC: Remote | [5 empty] | 8
Bank Setting | Actual | [5 empty] | Bank (kg) | [12 empty] | Bank (Mt CO2e)
[8 empty] | HCFC-22 | HCFC-123 | HFC-134a | HFC-404A | HFC-410A | HFC-407C | HFC-32 | HFC-Mix | GWP <2150 | GWP <1000 | GWP <10 | Total |  | HCFC-22 | HCFC-123 | HFC-134a | HFC-404A | HFC-410A | HFC-407C | HFC-32 | HFC-Mix | GWP <2150 | GWP <1000 | GWP <10 | Total
[7 empty] | 2019 | 135287.4292 | 0 | 1107212.1826 | 2691546.2479 | 52733.6805 | 103815.712 | 0 | 0 | 87914.7692 | 669.2196 | 2424.6343 | 4181603.8754 | 2019 | 0.24487 | 0 | 1.5833 | 10.5562 | 0.11011 | 0.18417 | 0 | 0 | 0.13187 | 0.00033461 | 9.6985e-06 | 12.8109
[7 empty] | 2020 | 107969.1878 | 0 | 1187113.0437 | 2644588.5327 | 64126.1121 | 110142.6439 | 0 | 0 | 86829.9391 | 1070.0584 | 2959.1765 | 4204798.6942 | 2020 | 0.19542 | 0 | 1.6976 | 10.3721 | 0.1339 | 0.19539 | 0 | 0 | 0.13024 | 0.00053503 | 1.1837e-05 | 12.7252
[7 empty] | 2021 | 83544.047 | 0 | 1263188.0599 | 2592106.1695 | 74838.8428 | 115753.7584 | 0 | 0 | 100002.4994 | 9477.6587 | 6360.274 | 4245271.3096 | 2021 | 0.15121 | 0 | 1.8064 | 10.1662 | 0.15626 | 0.20535 | 0 | 0 | 0.15 | 0.0047388 | 2.5441e-05 | 12.6402
[7 empty] | 2022 | 62261.5016 | 0 | 1327755.0788 | 2522092.6845 | 84941.4361 | 120799.8166 | 0 | 0 | 127699.591 | 25996.4439 | 12639.924 | 4284186.4765 | 2022 | 0.11269 | 0 | 1.8987 | 9.8916 | 0.17736 | 0.2143 | 0 | 0 | 0.19155 | 0.012998 | 5.056e-05 | 12.4993
[7 empty] | 2023 | 44309.3273 | 0 | 1380395.9751 | 2434954.304 | 94311.988 | 125270.7237 | 0 | 0 | 170147.9383 | 50777.9351 | 21837.1983 | 4322005.3898 | 2023 | 0.0802 | 0 | 1.974 | 9.5499 | 0.19692 | 0.22223 | 0 | 0 | 0.25522 | 0.025389 | 8.7349e-05 | 12.3039
[7 empty] | 2024 | 29776.4771 | 0 | 1420516.2758 | 2330778.7038 | 102853.2761 | 129174.202 | 0 | 0 | 227572.8862 | 83976.2425 | 33991.2153 | 4358639.2788 | 2024 | 0.053895 | 0 | 2.0313 | 9.1413 | 0.21476 | 0.22916 | 0 | 0 | 0.34136 | 0.041988 | 0.00013596 | 12.0539
[7 empty] | 2025 | 18608.7259 | 0 | 1447950.3838 | 2210040.6498 | 110529.9459 | 132542.2337 | 0 | 0 | 300198.2763 | 125748.624 | 49142.1041 | 4394760.9434 | 2025 | 0.033682 | 0 | 2.0706 | 8.6678 | 0.23079 | 0.23513 | 0 | 0 | 0.4503 | 0.062874 | 0.00019657 | 11.7513
[7 empty] | 2026 | 10629.9347 | 0 | 1459267.187 | 2076078.1585 | 115846.2196 | 133944.786 | 0 | 0 | 387529.2817 | 178948.8758 | 67548.8188 | 4429793.262 | 2026 | 0.01924 | 0 | 2.0868 | 8.1424 | 0.24189 | 0.23762 | 0 | 0 | 0.58129 | 0.089474 | 0.0002702 | 11.3989
[7 empty] | 2027 | 5564.6346 | 0 | 1454162.9716 | 1929247.5599 | 118887.0643 | 133468.3373 | 0 | 0 | 489549.4213 | 243650.1819 | 89205.1908 | 4463735.3617 | 2027 | 0.010072 | 0 | 2.0795 | 7.5665 | 0.24824 | 0.23677 | 0 | 0 | 0.73432 | 0.12183 | 0.00035682 | 10.9975
[7 empty] | 2028 | 3111.9079 | 0 | 1432159.9961 | 1770282.8635 | 119781.8139 | 131206.413 | 0 | 0 | 606227.8812 | 319916.5708 | 114102.745 | 4496790.1912 | 2028 | 0.0056326 | 0 | 2.048 | 6.943 | 0.2501 | 0.23276 | 0 | 0 | 0.90934 | 0.15996 | 0.00045641 | 10.5493
[7 empty] | 2029 | 3004.2237 | 0 | 1392538.894 | 1600748.2822 | 118614.5435 | 127235.4361 | 0 | 0 | 737469.0755 | 407785.5908 | 142225.1886 | 4529621.2344 | 2029 | 0.0054376 | 0 | 1.9913 | 6.2781 | 0.24767 | 0.22572 | 0 | 0 | 1.1062 | 0.20389 | 0.0005689 | 10.059
[7 empty] | 2030 | 4981.8968 | 0 | 1334500.0551 | 1423122.0792 | 115386.8018 | 121597.8828 | 0 | 0 | 883001.3062 | 507239.026 | 173533.4719 | 4563362.5199 | 2030 | 0.0090172 | 0 | 1.9083 | 5.5815 | 0.24093 | 0.21571 | 0 | 0 | 1.3245 | 0.25362 | 0.00069413 | 9.5343
1
2
3
4
5
6
7
RCFC: Supermarket | [5 empty] | 8
Bank Setting | Actual | [5 empty] | Bank (kg) | [12 empty] | Bank (Mt CO2e)
[8 empty] | HCFC-22 | HCFC-123 | HFC-134a | HFC-404A | HFC-410A | HFC-407C | HFC-32 | HFC-Mix | GWP <2150 | GWP <1000 | GWP <10 | Total |  | HCFC-22 | HCFC-123 | HFC-134a | HFC-404A | HFC-410A | HFC-407C | HFC-32 | HFC-Mix | GWP <2150 | GWP <1000 | GWP <10 | Total
[7 empty] | 2019 | 97340.3965 | 0 | 595048.3412 | 1402597.2527 | 0 | 0 | 0 | 0 | 79068.7836 | 18268.3989 | 238981.4305 | 2431304.6033 | 2019 | 0.17619 | 0 | 0.85092 | 5.501 | 0 | 0 | 0 | 0 | 0.1186 | 0.0091342 | 0.00095593 | 6.6568
[7 empty] | 2020 | 74465.4033 | 0 | 621125.5639 | 1408782.4432 | 0 | 0 | 0 | 0 | 86957.5789 | 24845.0226 | 263481.4642 | 2479657.4761 | 2020 | 0.13478 | 0 | 0.88821 | 5.5252 | 0 | 0 | 0 | 0 | 0.13044 | 0.012423 | 0.0010539 | 6.6921
[7 empty] | 2021 | 50636.4743 | 0 | 658889.9982 | 1321882.0757 | 0 | 0 | 0 | 0 | 121641.2304 | 45615.4614 | 329926.4956 | 2528591.7356 | 2021 | 0.091652 | 0 | 0.94221 | 5.1844 | 0 | 0 | 0 | 0 | 0.18246 | 0.022808 | 0.0013197 | 6.4249
[7 empty] | 2022 | 25824.6019 | 0 | 697916.5596 | 1230942.1806 | 0 | 0 | 0 | 0 | 157677.4449 | 67206.7798 | 398923.9357 | 2578491.5025 | 2022 | 0.046743 | 0 | 0.99802 | 4.8278 | 0 | 0 | 0 | 0 | 0.23652 | 0.033603 | 0.0015957 | 6.1442
[7 empty] | 2023 | 0 | 0 | 738240.6275 | 1135835.9368 | 0 | 0 | 0 | 0 | 195106.4515 | 89643.5048 | 470549.3028 | 2629375.8234 | 2023 | 0 | 0 | 1.0557 | 4.4547 | 0 | 0 | 0 | 0 | 0.29266 | 0.044822 | 0.0018822 | 5.8498
[7 empty] | 2024 | 0 | 0 | 779898.4915 | 1009565.1507 | 0 | 0 | 0 | 0 | 233969.5474 | 112950.816 | 544880.115 | 2681264.1206 | 2024 | 0 | 0 | 1.1153 | 3.9595 | 0 | 0 | 0 | 0 | 0.35095 | 0.056475 | 0.0021795 | 5.4844
[7 empty] | 2025 | 0 | 0 | 822927.3737 | 877789.1987 | 0 | 0 | 0 | 0 | 274309.1246 | 137154.5623 | 621995.94 | 2734176.1993 | 2025 | 0 | 0 | 1.1768 | 3.4427 | 0 | 0 | 0 | 0 | 0.41146 | 0.068577 | 0.002488 | 5.102
[7 empty] | 2026 | 0 | 0 | 755447.3291 | 822598.2028 | 0 | 0 | 0 | 0 | 307774.8378 | 167877.1842 | 733343.4998 | 2787041.0537 | 2026 | 0 | 0 | 1.0803 | 3.2262 | 0 | 0 | 0 | 0 | 0.46166 | 0.083939 | 0.0029334 | 4.8551
[7 empty] | 2027 | 0 | 0 | 684938.9117 | 764848.4514 | 0 | 0 | 0 | 0 | 342469.4559 | 199773.8492 | 848896.1637 | 2840926.8319 | 2027 | 0 | 0 | 0.97946 | 2.9997 | 0 | 0 | 0 | 0 | 0.5137 | 0.099887 | 0.0033956 | 4.5962
[7 empty] | 2028 | 0 | 0 | 611307.9787 | 704459.6707 | 0 | 0 | 0 | 0 | 378428.7487 | 232879.23 | 968777.5967 | 2895853.2248 | 2028 | 0 | 0 | 0.87417 | 2.7629 | 0 | 0 | 0 | 0 | 0.56764 | 0.11644 | 0.0038751 | 4.325
[7 empty] | 2029 | 0 | 0 | 534457.8328 | 641349.3994 | 0 | 0 | 0 | 0 | 415689.4255 | 267228.9164 | 1093114.7286 | 2951840.3027 | 2029 | 0 | 0 | 0.76427 | 2.5154 | 0 | 0 | 0 | 0 | 0.62353 | 0.13361 | 0.0043725 | 4.0412
[7 empty] | 2030 | 0 | 0 | 454289.1579 | 575432.9333 | 0 | 0 | 0 | 0 | 454289.1579 | 302859.4386 | 1222037.8347 | 3008908.5224 | 2030 | 0 | 0 | 0.64963 | 2.2568 | 0 | 0 | 0 | 0 | 0.68143 | 0.15143 | 0.0048882 | 3.7442
1
2
3
4
5
6
7
RCFC: Transport | [5 empty] | 8
Bank Setting | Actual | [5 empty] | Bank (kg) | [12 empty] | Bank (Mt CO2e)
[8 empty] | HCFC-22 | HCFC-123 | HFC-134a | HFC-404A | HFC-410A | HFC-407C | HFC-32 | HFC-Mix | GWP <2150 | GWP <1000 | GWP <10 | Total |  | HCFC-22 | HCFC-123 | HFC-134a | HFC-404A | HFC-410A | HFC-407C | HFC-32 | HFC-Mix | GWP <2150 | GWP <1000 | GWP <10 | Total
[7 empty] | 2019 | 1497.7365 | 0 | 45129.8103 | 165273.7889 | 0 | 32373.9511 | 0 | 0 | 20612.0367 | 0 | 0 | 264887.3236 | 2019 | 0.0027109 | 0 | 0.064536 | 0.6482 | 0 | 0.057431 | 0 | 0 | 0.030918 | 0 | 0 | 0.8038
[7 empty] | 2020 | 4286.769 | 0 | 48860.1081 | 164097.0392 | 0 | 33239.5492 | 0 | 0 | 20511.4264 | 0 | 0 | 270994.892 | 2020 | 0.0077591 | 0 | 0.06987 | 0.64359 | 0 | 0.058967 | 0 | 0 | 0.030767 | 0 | 0 | 0.81095
[7 empty] | 2021 | 7369.2311 | 0 | 51751.0052 | 160620.6514 | 0 | 33522.4289 | 0 | 0 | 21643.56 | 238.4668 | 374.0675 | 275519.4109 | 2021 | 0.013338 | 0 | 0.074004 | 0.62995 | 0 | 0.059469 | 0 | 0 | 0.032465 | 0.00011923 | 1.4963e-06 | 0.80935
[7 empty] | 2022 | 8235.7135 | 0 | 54062.643 | 155303.6872 | 0 | 33403.3591 | 0 | 0 | 26666.4515 | 717.6395 | 1122.8238 | 279512.3174 | 2022 | 0.014907 | 0 | 0.07731 | 0.6091 | 0 | 0.059258 | 0 | 0 | 0.04 | 0.00035882 | 4.4913e-06 | 0.80094
[7 empty] | 2023 | 6864.119 | 0 | 55784.814 | 148147.4531 | 0 | 32924.9893 | 0 | 0 | 35527.031 | 1439.7572 | 2246.6854 | 282934.8491 | 2023 | 0.012424 | 0 | 0.079772 | 0.58103 | 0 | 0.058409 | 0 | 0 | 0.053291 | 0.00071988 | 8.9867e-06 | 0.78566
[7 empty] | 2024 | 5721.1426 | 0 | 56845.523 | 139262.1075 | 0 | 32085.5408 | 0 | 0 | 45660.1295 | 2406.9763 | 3745.624 | 285727.0437 | 2024 | 0.010355 | 0 | 0.081289 | 0.54619 | 0 | 0.05692 | 0 | 0 | 0.06849 | 0.0012035 | 1.4982e-05 | 0.76446
[7 empty] | 2025 | 4768.1723 | 0 | 57119.707 | 128874.0796 | 0 | 30834.1263 | 0 | 0 | 56984.6556 | 3621.0118 | 5618.5759 | 287820.3285 | 2025 | 0.0086304 | 0 | 0.081681 | 0.50544 | 0 | 0.0547 | 0 | 0 | 0.085477 | 0.0018105 | 2.2474e-05 | 0.73777
[7 empty] | 2026 | 3968.986 | 0 | 56168.5012 | 118351.6572 | 0 | 29037.8716 | 0 | 0 | 68326.4446 | 5303.1813 | 8060.0229 | 289216.6647 | 2026 | 0.0071839 | 0 | 0.080321 | 0.46418 | 0 | 0.051513 | 0 | 0 | 0.10249 | 0.0026516 | 3.224e-05 | 0.70837
[7 empty] | 2027 | 3293.7151 | 0 | 54015.6402 | 107902.0717 | 0 | 26696.829 | 0 | 0 | 79585.7438 | 7446.9278 | 11057.516 | 289998.4436 | 2027 | 0.0059616 | 0 | 0.077242 | 0.42319 | 0 | 0.04736 | 0 | 0 | 0.11938 | 0.0037235 | 4.423e-05 | 0.6769
[7 empty] | 2028 | 2719.3662 | 0 | 50847.8051 | 97549.4066 | 0 | 23899.6237 | 0 | 0 | 90653.4265 | 10037.2809 | 14588.7469 | 290295.6558 | 2028 | 0.0049221 | 0 | 0.072712 | 0.38259 | 0 | 0.042398 | 0 | 0 | 0.13598 | 0.0050186 | 5.8355e-05 | 0.64368
[7 empty] | 2029 | 2229.7739 | 0 | 46912.2505 | 87243.3393 | 0 | 20774.7991 | 0 | 0 | 101416.9131 | 13047.2475 | 18617.7268 | 290242.0502 | 2029 | 0.0040359 | 0 | 0.067085 | 0.34217 | 0 | 0.036854 | 0 | 0 | 0.15213 | 0.0065236 | 7.4471e-05 | 0.60887
[7 empty] | 2030 | 1812.2646 | 0 | 42456.7951 | 76944.4151 | 0 | 17461.2116 | 0 | 0 | 111767.7064 | 16438.4865 | 23095.3776 | 289976.2569 | 2030 | 0.0032802 | 0 | 0.060713 | 0.30178 | 0 | 0.030976 | 0 | 0 | 0.16765 | 0.0082192 | 9.2382e-05 | 0.57271
1
2
3
4
5
6
7
RCFC: Total | [5 empty] | 8
Bank Setting | Refer above | [5 empty] | Bank (kg) | [12 empty] | Bank (Mt CO2e)
[8 empty] | HCFC-22 | HCFC-123 | HFC-134a | HFC-404A | HFC-410A | HFC-407C | HFC-32 | HFC-Mix | GWP <2150 | GWP <1000 | GWP <10 | Total |  | HCFC-22 | HCFC-123 | HFC-134a | HFC-404A | HFC-410A | HFC-407C | HFC-32 | HFC-Mix | GWP <2150 | GWP <1000 | GWP <10 | Total
[7 empty] | 2019 | 235705.0338 | 0 | 1977068.9568 | 4501148.6481 | 52733.6805 | 136581.9686 | 0 | 0 | 191982.6094 | 18937.6186 | 270483.3132 | 7384641.8289 | 2019 | 0.42663 | 0 | 2.8272 | 17.6535 | 0.11011 | 0.2423 | 0 | 0 | 0.28797 | 0.0094688 | 0.0010819 | 21.5583
[7 empty] | 2020 | 187498.9265 | 0 | 2091534.0231 | 4438410.4823 | 64126.1121 | 143636.1312 | 0 | 0 | 200640.9914 | 25915.081 | 302901.8944 | 7454663.6419 | 2020 | 0.33937 | 0 | 2.9909 | 17.4074 | 0.1339 | 0.25481 | 0 | 0 | 0.30096 | 0.012958 | 0.0012116 | 21.4415
[7 empty] | 2021 | 141780.6303 | 0 | 2213227.1578 | 4274148.4208 | 74838.8428 | 149428.2175 | 0 | 0 | 252162.9956 | 55416.4782 | 381252.8156 | 7542255.5585 | 2021 | 0.25662 | 0 | 3.1649 | 16.7632 | 0.15626 | 0.26509 | 0 | 0 | 0.37824 | 0.027708 | 0.001525 | 21.0136
[7 empty] | 2022 | 96321.8169 | 0 | 2321765.6523 | 4085976.8373 | 84941.4361 | 154285.5054 | 0 | 0 | 323963.175 | 94176.5175 | 465646.948 | 7627077.8884 | 2022 | 0.17434 | 0 | 3.3201 | 16.0252 | 0.17736 | 0.2737 | 0 | 0 | 0.48594 | 0.047088 | 0.0018626 | 20.5056
[7 empty] | 2023 | 51173.4463 | 0 | 2416686.1661 | 3874619.9621 | 94311.988 | 158235.2392 | 0 | 0 | 416255.6211 | 142374.4748 | 556111.8461 | 7709768.7437 | 2023 | 0.092624 | 0 | 3.4559 | 15.1963 | 0.19692 | 0.28071 | 0 | 0 | 0.62438 | 0.071187 | 0.0022244 | 19.9202
[7 empty] | 2024 | 35497.6197 | 0 | 2497322.7217 | 3613848.8135 | 102853.2761 | 161276.3334 | 0 | 0 | 526735.6969 | 200192.7903 | 652646.0487 | 7790373.3003 | 2024 | 0.064251 | 0 | 3.5712 | 14.1735 | 0.21476 | 0.2861 | 0 | 0 | 0.7901 | 0.1001 | 0.0026106 | 19.2026
[7 empty] | 2025 | 23376.8982 | 0 | 2563529.2001 | 3330719.8241 | 110529.9459 | 163382.304 | 0 | 0 | 655569.8397 | 267817.2584 | 755228.7148 | 7870153.9852 | 2025 | 0.042312 | 0 | 3.6658 | 13.0631 | 0.23079 | 0.28984 | 0 | 0 | 0.98335 | 0.13391 | 0.0030209 | 18.4122
[7 empty] | 2026 | 14598.9207 | 0 | 2497463.0461 | 3112897.4308 | 115846.2196 | 162984.4464 | 0 | 0 | 793512.8101 | 353937.4055 | 896024.096 | 7947264.3751 | 2026 | 0.026424 | 0 | 3.5714 | 12.2088 | 0.24189 | 0.28913 | 0 | 0 | 1.1903 | 0.17697 | 0.0035841 | 17.7084
[7 empty] | 2027 | 8858.3497 | 0 | 2406865.4682 | 2881758.3014 | 118887.0643 | 160165.6124 | 0 | 0 | 948492.7902 | 453273.6364 | 1044888.4922 | 8023189.7149 | 2027 | 0.016034 | 0 | 3.4418 | 11.3023 | 0.24824 | 0.28413 | 0 | 0 | 1.4227 | 0.22664 | 0.0041796 | 16.946
[7 empty] | 2028 | 5831.274 | 0 | 2291464.4633 | 2638305.1557 | 119781.8139 | 155106.1278 | 0 | 0 | 1120329.9847 | 565906.9643 | 1201835.9354 | 8098561.7192 | 2028 | 0.010555 | 0 | 3.2768 | 10.3474 | 0.2501 | 0.27516 | 0 | 0 | 1.6805 | 0.28295 | 0.0048073 | 16.1283
[7 empty] | 2029 | 5233.9976 | 0 | 2150882.3578 | 2383979.747 | 118614.5435 | 148010.2504 | 0 | 0 | 1308724.623 | 691878.1452 | 1366992.6444 | 8174316.3088 | 2029 | 0.0094735 | 0 | 3.0758 | 9.35 | 0.24767 | 0.26257 | 0 | 0 | 1.9631 | 0.34594 | 0.005468 | 15.2599
[7 empty] | 2030 | 6794.1614 | 0 | 1984519.721 | 2120410.8099 | 115386.8018 | 139059.0964 | 0 | 0 | 1513283.0907 | 831157.852 | 1540501.4323 | 8251112.9656 | 2030 | 0.012297 | 0 | 2.8379 | 8.3163 | 0.24093 | 0.24669 | 0 | 0 | 2.2699 | 0.41558 | 0.006162 | 14.3457
1
2
3
4
5
6
1
2
3
4
5
6
Note on Y4: De-select years on filter to reduce year range.
Note on C26: Equivelant refrigerant charge: The equivalent charge size relates to the amount of High GWP HFC that will be displaced, not the actual charge of the lower GWP refrigerant which can be up to 60% less (e.g. Hydrocarbon). This also represents a worst case scenario in GWP terms. The equivalent charge provides a comparative representation of the rate of transition of the number of devices, and the energy services they provide. Whereas the actual refrigerant charges in aggregate can provide insights into the scale of the bank and skills required to service different refrigerant classes.

## B4.1.Bulk.PCE
B4.1: Bulk imports and pre-charged equipment imports from 2006 to 2019
© Commonwealth of Australia 2020
Table A: Bulk import data
|  | 2008 | 2009 | 2010 | 2011 | 2012 | 2013 | 2014 | 2015 | 2016 | 2017 | 2018 | 2019
HFC | metric tonnes | HFC metric tonne data not available for these years |  |  |  | 9244 | 315 | 1017 | 2438 | 3013 | 5689 | 3712 | 3534
| CO2e- ktonnes | 7771 | 8317 | 7818 | 6848 | 20393 | 1094 | 1618 | 5120 | 5783 | 14624 | 7905 | 7829
HCFC | metric tonnes | 1765 | 3343 | 1283 | 1297 | 786 | 770 | 197 | 192 | 45 | 45 | 45 | 45.3
| CO2e- ktonnes | 3019 | 3197 | 2257 | 2342 | 1372 | 1361 | 346 | 345 | 81 | 79 | 82 | 82
Total | metric tonnes | Totals not calculable as HFC metric tonne data not available for these years |  |  |  | 10030 | 1085 | 1215 | 2632 | 3058 | 5734 | 3757 | 3579.3
| CO2e- ktonnes | 10790 | 11514 | 10075 | 9190 | 21765 | 2455 | 1964 | 5465 | 5864 | 14703 | 7987 | 7911
Table B: Pre-charged equipment imports (tonnes)
| 2006 | 2007 | 2008 | 2009 | 2010 | 2011 | 2012 | 2013 | 2014 | 2015 | 2016 | 2017 | 2018 | 2019
HCFC-22 | 709.9026 | 604.3308 | 289.7717 | 248.937 | 64.6637 | 10.0607 | 19.4992 | 2.4104 | 2.9978 | 0.80615 | 2.2466 | 0.331 | 0.2786 | 0.2641
HCFC-Mix (excl. 123) | 45.6923 | 26.1943 | 35.9933 | 7.4965 | 75.5021 | 18.2779 | 0.093325 | 0.010718 | 0.045039 | 0.007436 | 0.0026 | 0 | 0 | 6.6e-05
HCFC-123 | 0.50984 | 0 | 6.9928 | 10.402 | 20.602 | 15.8421 | 14.3321 | 14.4665 | 4.7468 | 9.2804 | 0 | 0 | 0 | 0
HFC-134a | 595.3463 | 679.8927 | 811.5535 | 683.5413 | 727.7958 | 708.7754 | 803.8018 | 807.0277 | 772.1165 | 863.7847 | 957.6174 | 1033.9758 | 933.2039 | 875.9529
HFC-404A | 22.0806 | 25.3768 | 25.1638 | 20.042 | 28.5541 | 38.1258 | 30.792 | 36.8899 | 39.451 | 33.305 | 32.877 | 27.9729 | 21.4299 | 17.8078
HFC-407C | 138.4043 | 73.5484 | 68.2343 | 64.4847 | 52.7334 | 30.8083 | 28.773 | 39.2494 | 36.3342 | 32.0467 | 39.6324 | 27.2234 | 36.5149 | 23.116
HFC-410A | 844.5374 | 1181.7793 | 1374.5916 | 1348.3201 | 1964.1474 | 1686.7124 | 1656.4715 | 1717.7106 | 1722.6325 | 1821.4378 | 1804.958 | 1994.8077 | 1954.3131 | 1370.7262
HFC-32 | 0 | 0 | 0 | 0 | 0 | 0 | 0.00913 | 67.1635 | 189.2228 | 345.0233 | 438.6667 | 611.0049 | 710.5275 | 886.4402
HFO/HFC Blend | 0 | 0 | 0 | 0 | 0 | 0 | 0.00913 | 0.00913 | 0.00913 | 0.00913 | 0.00913 | 0.098215 | 3.6261 | 14.4854
HFC-Mix | 4.6205 | 3.341 | 2.7067 | 0.49246 | 52.0459 | 32.5558 | 14.0915 | 14.3554 | 26.05 | 44.5184 | 27.7548 | 25.7009 | 33.7408 | 41.0378
| 2361.0939 | 2594.4634 | 2615.0078 | 2383.716 | 2986.0444 | 2541.1584 | 2567.8636 | 2699.284 | 2793.5967 | 3150.2099 | 3303.7554 | 3721.0166 | 3693.6347 | 3229.8305
Table C: Pre-charged equipment imports (units)
|  | 2014: 2013; 2015: 2014; 2016: 2015; 2017: 2016; 2018: 2017; 2019: 2018 | 2019
Residential and commercial use air-conditioning |  | 2014: 1082527; 2015: 1134038; 2016: 1283224; 2017: 1258256; 2018: 1579496; 2019: 1523541 | 1393346
Motor vehicle, watercraft or aircraft air-conditioning and refrig. |  | 2014: 1055142; 2015: 982625; 2016: 1101313; 2017: 1073526; 2018: 1202959; 2019: 1144872 | 973143
Domestic use refrigeration |  | 2014: 444590; 2015: 319614; 2016: 256664; 2017: 257985; 2018: 220390; 2019: 191203 | 166142
Commercial use refrigeration |  | 2014: 110446; 2015: 91456; 2016: 117922; 2017: 108181; 2018: 112699; 2019: 108757 | 71386
Commercial or domestic use heat pumps |  | 2014: 17124; 2015: 23083; 2016: 25815; 2017: 35125; 2018: 52845; 2019: 63810 | 67524
Source: Department of Agriculture, Water and the Environment, February 2020
Notes:
Some previously published values have been corrected due to better data available from the Department.
The bulk import values are net values imported that excludes the 5% allowance for the heel and substances exported.
The bulk import Mt CO2e values above vary slightly to UNEP, Ozone Secretariat values as reported amount is calculated based on imports, less exports, less destruction.
CO2e values are based on AR4, Fourth Assessment Report of the IPCE UNFCCC. Australia’s legally binding emission obligations under the second Kyoto Protocol commitment period are calculated based on AR4.

## B4.2.PCE.AC
B4.2: Stationary AC: Pre-charged equipment
‘Domestic use air conditioning’ and ‘Commercial use air conditioning’ categories from 2012 to 2019.
© Commonwealth of Australia 2020
Table A: Pre-charged equipment imports reported with a charge less than 12.0 kg from 2012 to 2019 (tonnes and units). | [16 empty] | Table C: Charge size category and most common stationary AC type.
| 2012 |  | 2013 |  | 2014 |  | 2015 |  | 2016 |  | 2017 |  | 2018 |  | 2019 |  | Charge range | Most common stationary AC types
| Refrigerant (Tonnes) | Units | Refrigerant (Tonnes) | Units | Refrigerant (Tonnes) | Units | Refrigerant (Tonnes) | Units | Refrigerant (Tonnes) | Units | Refrigerant (Tonnes) | Units | Refrigerant (Tonnes) | Units | Refrigerant (Tonnes) | Units
Charge < 800 grams | [16 empty] | < 800 grams | Small AC: Self-contained
HFC-410A | 64.8128 | 114335 | 68.2225 | 126160 | 62.8589 | 118302 | 63.0295 | 121649 | 50.2848 | 97047 | 81.6404 | 162784 | 60.7136 | 128479 | 71.761 | 160890 |  | Packaged room air conditioning units intended to be inserted through a hole in a wall or through a window generally referred to as ‘window/wall’ units. Dehumidifiers and portable air conditioning predominantly for domestic use.
HFC-32 | 0 | 0 | 0.00213 | 3 | 21.2965 | 39454 | 25.8456 | 48525 | 14.001 | 28197 | 30.0731 | 61018 | 20.7884 | 42763 | 67.3793 | 113280
HFC-407C | 6.0003 | 11495 | 2.9149 | 6437 | 1.9958 | 5335 | 1.8377 | 3917 | 0.66225 | 1571 | 0.25281 | 375 | 3.4029 | 11751 | 1.642 | 2553
Total | 70.8131 | 125830 | 71.1396 | 132600 | 86.1512 | 163091 | 90.7128 | 174091 | 64.948 | 126815 | 111.9663 | 224177 | 84.9049 | 182993 | 140.7823 | 276723 | ≥ 800 grams and < 2.6 kg | Small AC: Split
HFC-32 (%) | 0% | 0% | 0.002994% | 0.002262% | 24.72% | 24.19% | 28.49% | 27.87% | 21.56% | 22.23% | 26.86% | 27.22% | 24.48% | 23.37% | 47.86% | 40.94% |  | Non-ducted split systems covering a broad class of equipment that employs an outdoor unit combined with single or multiple indoor units in a variety of styles such as wall hung, cassette, console and under ceiling units, all designed for different applications.
≥ 800 grams and < 2.6 kg
HFC-410A | 1034.6288 | 724944 | 1026.5081 | 731651 | 884.4445 | 603181 | 882.0017 | 614544 | 767.1628 | 539380 | 856.9051 | 621360 | 665.5445 | 481881 | 377.4811 | 256723
HFC-32 | 0.00097 | 1 | 67.1609 | 67728 | 167.9264 | 154913 | 308.3912 | 268523 | 399.8105 | 343620 | 522.5496 | 456457 | 598.8489 | 516855 | 702.9253 | 619282 |  | Wall hung split systems with a nominal capacity of less than 10 kW dominates this charge range category.
Total | 1034.6298 | 724945 | 1093.669 | 799379 | 1052.3709 | 758094 | 1190.3929 | 883067 | 1166.9733 | 883000 | 1379.4547 | 1077817 | 1264.3934 | 998736 | 1080.4064 | 876005
HFC-32 (%) | 9.375e-05% | 0.0001379% | 6.141% | 8.473% | 15.96% | 20.43% | 25.91% | 30.41% | 34.26% | 38.92% | 37.88% | 42.35% | 47.36% | 51.75% | 65.06% | 70.69%
≥ 2.6 kg and < 4.0 kg | [16 empty] | ≥ 2.6 kg and < 4 kg | Medium AC
HFC-32 | 0 | 0 | 0 | 0 | 0 | 0 | 10.7862 | 4141 | 23.8602 | 9158 | 21.5446 | 8250 | 33.9078 | 12243 | 66.0915 | 23040 | ≥ 4 kg and < 6 kg | Ducted split systems used in domestic and light commercial applications where the indoor unit is connected to rigid or flexible duct which is ducted around the building to supply air to the conditioned space. Ducted split systems with a nominal capacity from 10 to 18 kW are the most common type in the 2.6 kg to 6 kg charge size categories.
HFC-407C | 0.0781 | 25 | 0.088398 | 30 | 0.8046 | 233 | 0.11212 | 35 | 0.093754 | 29 | 0.056948 | 18 | 0.1797 | 53 | 0.0746 | 26 | ≥ 6 kg and < 12 kg
HFC-410A | 246.0035 | 75033 | 262.394 | 81653 | 456.3307 | 152914 | 450.9105 | 146441 | 470.319 | 145508 | 499.0768 | 153243 | 504.4623 | 145092 | 361.8591 | 111356 | ≥ 12 kg and < 20 kg
Total | 246.0816 | 75058 | 262.4824 | 81683 | 457.1353 | 153147 | 461.8088 | 150617 | 494.273 | 154695 | 520.6783 | 161511 | 538.5497 | 157388 | 428.0253 | 134422
HFC-32 (%) | 0% | 0% | 0% | 0% | 0% | 0% | 2.336% | 2.749% | 4.827% | 5.92% | 4.138% | 5.108% | 6.296% | 7.779% | 15.44% | 17.14% |  | Multi split systems and small variable refrigerant volume/flow (VRV/F) split systems up to 18 kW are typically have charges from 2.6 kg to 4 kg.
≥ 4 kg and < 6.0 kg
HFC-32 | 0 | 0 | 0 | 0 | 0 | 0 | 0 | 0 | 0 | 0 | 0 | 0 | 0 | 0 | 45.2826 | 11099 |  | Large VRV/F split systems (with multiple indoor units and nominal capacities ranging from 18 to 60 kW) which are emerging as the preferred technology for medium sized commercial buildings, schools and other multi-purpose buildings, typically have charges ranging from 6 kg to 12 kg.
HFC-407C | 0.2114 | 45 | 0.08055 | 17 | 0.18186 | 37 | 0.28925 | 59 | 0.096348 | 17 | 0.0246 | 5 | 0.14235 | 29 | 0.072 | 14
HFC-410A | 125.3582 | 25971 | 144.5991 | 30914 | 123.4582 | 25391 | 166.7823 | 34802 | 204.4175 | 44149 | 263.5243 | 56715 | 368.7393 | 78921 | 231.2397 | 51936
Total | 125.5696 | 26016 | 144.6796 | 30931 | 123.6401 | 25428 | 167.0716 | 34861 | 204.5139 | 44166 | 263.5489 | 56720 | 368.8817 | 78950 | 276.5944 | 63049 |  | Roof top packaged air conditioning systems, with generally larger capacities than the previous categories, and that use high static pressure fans which allow long duct runs, typically have charges less than 12 kg.
HFC-32 (%) | 0% | 0% | 0% | 0% | 0% | 0% | 0% | 0% | 0% | 0% | 0% | 0% | 0% | 0% | 16.37% | 17.6%
≥ 6 kg and < 12.0 kg
HFC-32 | 0 | 0 | 0 | 0 | 0 | 0 | 0 | 0 | 0 | 0 | 0 | 0 | 0 | 0 | 0 | 0 |  | Close control or precision air conditioning systems employed in applications where air quality requirements are specified, such as in computer rooms, data processing centres, telecommunication facilities, medical technology, clean rooms for production of electronic components and pharmaceuticals, and other industrial process areas, are sold in small quantities relative to other Medium AC technology types, and typically have charges of 2 x 15 kg.
HFC-407C | 0.4219 | 48 | 0.6552 | 83 | 0.30518 | 37 | 0.39408 | 51 | 0.10986 | 13 | 0.1048 | 15 | 0.0202 | 3 | 0 | 0
HFC-410A | 146.276 | 15868 | 177.679 | 19368 | 151.8768 | 16792 | 209.2314 | 23810 | 233.3557 | 25802 | 262.3417 | 29190 | 449.6208 | 46703 | 256.8374 | 28610
Total | 146.6979 | 15916 | 178.3342 | 19451 | 152.182 | 16829 | 209.6254 | 23861 | 233.4655 | 25815 | 262.4465 | 29205 | 449.641 | 46706 | 256.8374 | 28610
HFC-32 (%) | 0% | 0% | 0% | 0% | 0% | 0% | 0% | 0% | 0% | 0% | 0% | 0% | 12.66% | 16% | 0% | 0%
Table B: Pre-charged equipment imports reported with a charge greater than and equal to 12 kg from 2012 to 2019 (tonnes and units).
| 2012 |  | 2013 |  | 2014 |  | 2015 |  | 2016 |  | 2017 |  | 2018 |  | 2019 |  | ≥ 20 kg | Large AC
| Refrigerant (Tonnes) | Units | Refrigerant (Tonnes) | Units | Refrigerant (Tonnes) | Units | Refrigerant (Tonnes) | Units | Refrigerant (Tonnes) | Units | Refrigerant (Tonnes) | Units | Refrigerant (Tonnes) | Units | Refrigerant (Tonnes) | Units |  | Chillers for space cooling in large commercial buildings is the main application. Chillers that use scroll compressor technology typically use HFC- 410A, as well as HFC-407C.
≥ 12 kg and < 20 kg | [17 empty] | Chillers that use screw and centrifugal compressor technology typically use HFC-134a and have large charges up to several tonnes.
HFC-32 | 0 | 0 | 0 | 0 | 0 | 0 | 0 | 0 | 0 | 0 | 0 | 0 | 0 | 0 | 0.03 | 2
HFC-407C | 0.54953 | 33 | 0.78917 | 57 | 0.78348 | 51 | 0.73598 | 46 | 0.26158 | 16 | 0.94763 | 58 | 0.0482 | 3 | 0.161 | 10 |  | Alternative refrigerants are emerging in this category including HFC-32 and HFO/HFC blends, and HFOs.
HFC-410A | 4.2095 | 302 | 6.0647 | 417 | 4.4379 | 290 | 8.8647 | 644 | 11.6902 | 824 | 14.3952 | 1053 | 8.8114 | 584 | 10.8179 | 735
HFC-134a | 0.035 | 2 | 0.0453 | 3 | 0.0411 | 3 | 0.1111 | 8 | 0.0364 | 2 | 1.0003 | 81 | 1.442 | 119 | 1.898 | 150
HFO/HFC Blend | 0 | 0 | 0 | 0 | 0 | 0 | 0 | 0 | 0 | 0 | 0 | 0 | 0 | 0 | 0 | 0 | Notes:
Total | 4.794 | 337 | 6.8991 | 477 | 5.2625 | 344 | 9.7118 | 698 | 11.9882 | 842 | 16.3432 | 1192 | 10.3016 | 706 | 12.9068 | 897 | The above categories are a general guide, and there are exceptions to these guides.
≥ 20 kg | [16 empty] | Filtering out equipment with charges less than 800 grams, and greater than 2,600 grams, excludes the majority of the small portable AC and window wall units that are typically under 800 grams. However, there are some small (e.g. 2.5 kW) wall hung split systems with HFC-32 charges below 800 grams.
HFC-32 | 0 | 0 | 0 | 0 | 0 | 0 | 0 | 0 | 0 | 0 | 0 | 0 | 0 | 0 | 1.0396 | 21
HFC-407C | 3.0168 | 57 | 6.9677 | 104 | 6.4661 | 100 | 3.6556 | 61 | 9.36 | 83 | 3.037 | 66 | 1.9935 | 45 | 0.754 | 10
HFC-410A | 17.759 | 317 | 16.6369 | 408 | 16.2066 | 349 | 18.2039 | 393 | 32.9622 | 586 | 18.8271 | 413 | 20.7498 | 504 | 21.1068 | 502 | The ≥ 800 grams and < 2.6 kg dataset does capture some smaller multi-split systems, for example the Fujitsu 2 or 3 head multi split systems (model AOTG24, 6.8 kW cool/8.0 kW heat) containing 2,200 grams of HFC-410A, whereas the 3 or 4 head multi split system (model AOTG30, 8.0 kW cool/9.6 kW heat) contains 2,800 grams.
HFC-134a | 28.9626 | 162 | 71.7713 | 376 | 87.1862 | 379 | 85.0535 | 418 | 96.843 | 467 | 64.4756 | 344 | 70.6608 | 328 | 38.5623 | 207
HFO/HFC Blend | 0 | 0 | 0 | 0 | 0 | 0 | 0 | 0 | 0 | 0 | 0.088 | 1 | 0.08 | 1 | 8.474 | 18
Total | 49.7383 | 536 | 95.3759 | 888 | 109.8589 | 828 | 106.913 | 872 | 139.1652 | 1136 | 86.3397 | 823 | 93.4041 | 877 | 61.4627 | 740
Source: Department of Agriculture, Water and the Environment, February 2020
Notes:
1. Some previously published values have been corrected due to better data available from the Department.
2. Table B data does not include all equipment imports with a design charge greater than and equal to 12.0 kg as some suppliers charge equipment locally.

## B5.Usage
Summary of usage
Scenario selected | BAU | Leak Rates BAU | Sales Mix BAU | © Commonwealth of Australia 2020
Total usage = Service usage + OEM usage + Charge new equipment + Retro-fit existing equipment
Total (Tonnes = Thousands of kgs) |  |  |  |  | Total (Mt CO2e) | Total usage (kg) | [12 empty] | Total usage (Mt CO2e)
[7 empty] | HCFC-22 | HCFC-123 | HFC-134a | HFC-404A | HFC-410A | HFC-407C | HFC-32 | HFC-Mix | GWP <2150 | GWP <1000 | GWP <10 | Total |  | HCFC-22 | HCFC-123 | HFC-134a | HFC-404A | HFC-410A | HFC-407C | HFC-32 | HFC-Mix | GWP <2150 | GWP <1000 | GWP <10 | Total | AU Phase-down | MoP Phase-down
[6 empty] | 2019 | 180260.4824 | 2221.8063 | 1456089.3471 | 822294.5461 | 799317.3728 | 180571.6909 | 39444.5022 | 103157.6667 | 119986.8162 | 85854.5246 | 128082.6687 | 3917281.4238 | 2019 | 0.32627 | 0.00017108 | 2.0822 | 3.225 | 1.669 | 0.32033 | 0.026625 | 0.33217 | 0.17998 | 0.042927 | 0.00051233 | 8.2052 | 8 | 9.7321
[6 empty] | 2020 | 145521.2856 | 2131.8032 | 1431261.4174 | 795008.6998 | 809166.4849 | 173718.0279 | 83085.021 | 92598.0392 | 108326.9328 | 87778.1957 | 161974.1513 | 3890570.0587 | 2020 | 0.26339 | 0.00016415 | 2.0467 | 3.118 | 1.6895 | 0.30818 | 0.056082 | 0.29817 | 0.16249 | 0.043889 | 0.0006479 | 7.9873 | 7.25 | 9.7321
[6 empty] | 2021 | 114990.3699 | 2043.9555 | 1417850.8436 | 768308.3567 | 799714.0979 | 163936.1744 | 113398.43 | 83338.2353 | 122452.5245 | 109199.4346 | 201198.4591 | 3896430.8814 | 2021 | 0.20813 | 0.00015738 | 2.0275 | 3.0133 | 1.6698 | 0.29082 | 0.076544 | 0.26835 | 0.18368 | 0.0546 | 0.00080479 | 7.7937 | 7.25 | 9.7321
[6 empty] | 2022 | 88768.4626 | 1955.7867 | 1389683.2364 | 725607.4657 | 782905.6933 | 154122.7819 | 145133.8474 | 74078.4314 | 139351.4693 | 132988.006 | 246416.5143 | 3881011.6949 | 2022 | 0.16067 | 0.0001506 | 1.9872 | 2.8458 | 1.6347 | 0.27341 | 0.097965 | 0.23853 | 0.20903 | 0.066494 | 0.00098567 | 7.515 | 6.25 | 9.7321
[6 empty] | 2023 | 66639.7786 | 1864.301 | 1353635.4207 | 679337.4029 | 759854.3075 | 143359.7739 | 178945.6737 | 64818.6275 | 158997.8775 | 159240.601 | 297651.3148 | 3864345.0789 | 2023 | 0.12062 | 0.00014355 | 1.9357 | 2.6644 | 1.5866 | 0.25432 | 0.12079 | 0.20872 | 0.2385 | 0.07962 | 0.0011906 | 7.2105 | 6.25 | 9.7321
[6 empty] | 2024 | 51629.1467 | 1767.4418 | 1309389.5998 | 626752.7561 | 731370.8522 | 131715.4688 | 214746.9328 | 55558.8235 | 181423.4934 | 188010.5264 | 355078.4422 | 3847443.4839 | 2024 | 0.093449 | 0.00013609 | 1.8724 | 2.4581 | 1.5271 | 0.23366 | 0.14495 | 0.1789 | 0.27214 | 0.094005 | 0.0014203 | 6.8763 | 5.25 | 6.4881
[6 empty] | 2025 | 39769.3059 | 1665.0768 | 1257295.6218 | 570754.8082 | 698397.5707 | 119202.5069 | 252360.5352 | 46299.0196 | 206656.2513 | 219352.2184 | 418509.7463 | 3830262.661 | 2025 | 0.071982 | 0.00012821 | 1.7979 | 2.2385 | 1.4583 | 0.21147 | 0.17034 | 0.14908 | 0.30998 | 0.10968 | 0.001674 | 6.519 | 5.25 | 6.4881
[6 empty] | 2026 | 30496.5079 | 1558.6368 | 1180868.9659 | 524233.4854 | 662850.0271 | 110156.9223 | 289807.9325 | 37039.2157 | 233194.4505 | 257153.7469 | 489357.311 | 3816717.2019 | 2026 | 0.055199 | 0.00012002 | 1.6886 | 2.056 | 1.384 | 0.19542 | 0.19562 | 0.11927 | 0.34979 | 0.12858 | 0.0019574 | 6.1747 | 4.25 | 6.4881
[6 empty] | 2027 | 23305.3003 | 1449.7387 | 1098400.0597 | 475310.412 | 624933.9812 | 100339.2416 | 328418.3477 | 27779.4118 | 262401.1236 | 298277.224 | 563255.4374 | 3803870.2782 | 2027 | 0.042183 | 0.00011163 | 1.5707 | 1.8642 | 1.3049 | 0.178 | 0.22168 | 0.08945 | 0.3936 | 0.14914 | 0.002253 | 5.8162 | 4.25 | 6.4881
[6 empty] | 2028 | 17752.8218 | 1338.9488 | 1010850.9952 | 424087.0058 | 585008.4237 | 89710.1209 | 367535.8107 | 18519.6078 | 294295.9868 | 342785.1047 | 640154.2991 | 3792039.1254 | 2028 | 0.032133 | 0.0001031 | 1.4455 | 1.6633 | 1.2215 | 0.15915 | 0.24809 | 0.059633 | 0.44144 | 0.17139 | 0.0025606 | 5.4448 | 3.2 | 6.4881
[6 empty] | 2029 | 13459.3474 | 1225.4826 | 918191.3454 | 370766.8569 | 543406.4247 | 78254.6457 | 407057.7413 | 9259.8039 | 328886.9224 | 390733.3648 | 719821.1847 | 3781063.1198 | 2029 | 0.024361 | 9.4362e-05 | 1.313 | 1.4541 | 1.1346 | 0.13882 | 0.27476 | 0.029817 | 0.49333 | 0.19537 | 0.0028793 | 5.0612 | 3.2 | 3.244
[6 empty] | 2030 | 10119.0098 | 1107.7934 | 820174.5223 | 315692.2994 | 500918.2103 | 66011.3598 | 446991.0082 | 0 | 366155.7225 | 440255.2523 | 804020.1753 | 3771445.3533 | 2030 | 0.018315 | 8.53e-05 | 1.1728 | 1.2381 | 1.0459 | 0.1171 | 0.30172 | 0 | 0.54923 | 0.22013 | 0.0032161 | 4.6667 | 2.9 | 3.244
[19 empty] | 2031 | [12 empty] | 2.9 | 3.244
[19 empty] | 2032 | [12 empty] | 2.65 | 3.244
[19 empty] | 2033 | [12 empty] | 2.65 | 3.244
[19 empty] | 2034 | [12 empty] | 2.1 | 2.1627
[19 empty] | 2035 | [12 empty] | 2.1 | 2.1627
[19 empty] | 2036 | [12 empty] | 1.607 | 1.622
HCFCs are not included in the above chart as emissions of ODS are not counted as part of the GHGs reported under the Kyoto Protocol
of the United Nations Framework Convention on Climate Change, as they managed through the Montreal Protocol.
Small AC: Sealed |  |  |  |  | Montreal Protocol HFC baseline for Australia is 10,813,465 t CO2e, and the control limit for 2019 is 90% of the baseline equating to 9.732 Mt CO2e. | Total usage (kg) | [12 empty] | Total usage (Mt CO2e)
[7 empty] | HCFC-22 | HCFC-123 | HFC-134a | HFC-404A | HFC-410A | HFC-407C | HFC-32 | HFC-Mix | GWP <2150 | GWP <1000 | GWP <10 | Total |  | HCFC-22 | HCFC-123 | HFC-134a | HFC-404A | HFC-410A | HFC-407C | HFC-32 | HFC-Mix | GWP <2150 | GWP <1000 | GWP <10 | Total
[6 empty] | 2019 | 5903.4513 | 0 | 7633.0778 | 0 | 6718.3465 | 1181.7161 | 1972.9099 | 0 | 0 | 0 | 473.2985 | 23882.8 | 2019 | 0.010685 | 0 | 0.010915 | 0 | 0.014028 | 0.0020964 | 0.0013317 | 0 | 0 | 0 | 1.8932e-06 | 0.039058
[6 empty] | 2020 | 4524.3788 | 0 | 7438.1406 | 0 | 6717.3629 | 1017.1269 | 2318.3234 | 0 | 0 | 0 | 815.3794 | 22830.712 | 2020 | 0.0081891 | 0 | 0.010637 | 0 | 0.014026 | 0.0018044 | 0.0015649 | 0 | 0 | 0 | 3.2615e-06 | 0.036224
[6 empty] | 2021 | 3407.2013 | 0 | 7189.0018 | 0 | 6606.2144 | 841.9702 | 2667.6756 | 0 | 0 | 3.48 | 1166.0386 | 21881.5818 | 2021 | 0.006167 | 0 | 0.01028 | 0 | 0.013794 | 0.0014937 | 0.0018007 | 0 | 0 | 1.74e-06 | 4.6642e-06 | 0.033542
[6 empty] | 2022 | 2490.6019 | 0 | 6888.6223 | 0 | 6344.5401 | 669.466 | 3002.1507 | 0 | 0 | 10.4051 | 1524.5708 | 20930.357 | 2022 | 0.004508 | 0 | 0.0098507 | 0 | 0.013247 | 0.0011876 | 0.0020265 | 0 | 0 | 5.2026e-06 | 6.0983e-06 | 0.030832
[6 empty] | 2023 | 1739.5815 | 0 | 6543.7023 | 0 | 5917.3629 | 510.6172 | 3319.0831 | 0 | 0 | 20.7409 | 1890.2676 | 19941.3554 | 2023 | 0.0031486 | 0 | 0.0093575 | 0 | 0.012355 | 0.00090583 | 0.0022404 | 0 | 0 | 1.037e-05 | 7.5611e-06 | 0.028026
[6 empty] | 2024 | 1139.2036 | 0 | 6164.4324 | 0 | 5339.3106 | 373.2959 | 3612.0744 | 0 | 0 | 34.4531 | 2262.5178 | 18925.2877 | 2024 | 0.002062 | 0 | 0.0088151 | 0 | 0.011148 | 0.00066223 | 0.0024382 | 0 | 0 | 1.7227e-05 | 9.0501e-06 | 0.025152
[6 empty] | 2025 | 684.0322 | 0 | 5763.9542 | 0 | 4652.4069 | 261.533 | 3869.8331 | 0 | 0 | 51.5076 | 2640.9767 | 17924.2437 | 2025 | 0.0012381 | 0 | 0.0082425 | 0 | 0.0097142 | 0.00046396 | 0.0026121 | 0 | 0 | 2.5754e-05 | 1.0564e-05 | 0.022307
[6 empty] | 2026 | 367.6716 | 0 | 5347.9621 | 0 | 3913.9961 | 175.6098 | 4076.7727 | 0 | 0 | 75.2645 | 3030.1951 | 16987.4718 | 2026 | 0.00066549 | 0 | 0.0076476 | 0 | 0.0081724 | 0.00031153 | 0.0027518 | 0 | 0 | 3.7632e-05 | 1.2121e-05 | 0.019599
[6 empty] | 2027 | 172.9938 | 0 | 4934.0503 | 0 | 3181.5582 | 112.9751 | 4215.6896 | 0 | 0 | 105.6563 | 3430.8732 | 16153.7965 | 2027 | 0.00031312 | 0 | 0.0070557 | 0 | 0.0066431 | 0.00020042 | 0.0028456 | 0 | 0 | 5.2828e-05 | 1.3723e-05 | 0.017124
[6 empty] | 2028 | 69.9573 | 0 | 4537.5587 | 0 | 2501.4709 | 69.5308 | 4272.5614 | 0 | 0 | 142.6162 | 3844.1203 | 15437.8156 | 2028 | 0.00012662 | 0 | 0.0064887 | 0 | 0.0052231 | 0.00012335 | 0.002884 | 0 | 0 | 7.1308e-05 | 1.5376e-05 | 0.014932
[6 empty] | 2029 | 23.9849 | 0 | 4164.3171 | 0 | 1904.5574 | 40.8366 | 4243.6042 | 0 | 0 | 186.0773 | 4270.835 | 14834.2124 | 2029 | 4.3413e-05 | 0 | 0.005955 | 0 | 0.0039767 | 7.2444e-05 | 0.0028644 | 0 | 0 | 9.3039e-05 | 1.7083e-05 | 0.013022
[6 empty] | 2030 | 6.9032 | 0 | 3803.4599 | 0 | 1406.5449 | 22.837 | 4141.3958 | 0 | 0 | 235.9721 | 4710.9567 | 14328.0695 | 2030 | 1.2495e-05 | 0 | 0.0054389 | 0 | 0.0029369 | 4.0513e-05 | 0.0027954 | 0 | 0 | 0.00011799 | 1.8844e-05 | 0.011361
Small AC: Split | [5 empty] | Total usage (kg) | [12 empty] | Total usage (Mt CO2e)
[7 empty] | HCFC-22 | HCFC-123 | HFC-134a | HFC-404A | HFC-410A | HFC-407C | HFC-32 | HFC-Mix | GWP <2150 | GWP <1000 | GWP <10 | Total |  | HCFC-22 | HCFC-123 | HFC-134a | HFC-404A | HFC-410A | HFC-407C | HFC-32 | HFC-Mix | GWP <2150 | GWP <1000 | GWP <10 | Total
[6 empty] | 2019 | 23408.7451 | 0 | 0 | 0 | 259146.2401 | 2304.7097 | 23923.2567 | 0 | 0 | 0 | 3.0689 | 308786.0205 | 2019 | 0.04237 | 0 | 0 | 0 | 0.5411 | 0.0040886 | 0.016148 | 0 | 0 | 0 | 1.2276e-08 | 0.6037
[6 empty] | 2020 | 14396.2283 | 0 | 0 | 0 | 247059.845 | 1843.787 | 61789.6929 | 0 | 0 | 0 | 15.9808 | 325105.534 | 2020 | 0.026057 | 0 | 0 | 0 | 0.51586 | 0.0032709 | 0.041708 | 0 | 0 | 0 | 6.3923e-08 | 0.5869
[6 empty] | 2021 | 8169.6552 | 0 | 0 | 0 | 232156.9925 | 1378.1611 | 76074.5995 | 0 | 0 | 137.9536 | 67.1804 | 317984.5424 | 2021 | 0.014787 | 0 | 0 | 0 | 0.48474 | 0.0024449 | 0.05135 | 0 | 0 | 6.8977e-05 | 2.6872e-07 | 0.5534
[6 empty] | 2022 | 4249.0015 | 0 | 0 | 0 | 214048.2731 | 945.8695 | 90377.472 | 0 | 0 | 404.9355 | 154.6312 | 310180.1828 | 2022 | 0.0076907 | 0 | 0 | 0 | 0.44693 | 0.001678 | 0.061005 | 0 | 0 | 0.00020247 | 6.1852e-07 | 0.51751
[6 empty] | 2023 | 2000.641 | 0 | 0 | 0 | 193552.1457 | 583.726 | 105097.6827 | 0 | 0 | 804.7856 | 279.4754 | 302318.4562 | 2023 | 0.0036212 | 0 | 0 | 0 | 0.40414 | 0.0010355 | 0.070941 | 0 | 0 | 0.00040239 | 1.1179e-06 | 0.48014
[6 empty] | 2024 | 838.5337 | 0 | 0 | 0 | 171510.4909 | 316.927 | 120097.0188 | 0 | 0 | 1341.4297 | 442.8138 | 294547.2139 | 2024 | 0.0015177 | 0 | 0 | 0 | 0.35811 | 0.00056223 | 0.081065 | 0 | 0 | 0.00067071 | 1.7713e-06 | 0.44193
[6 empty] | 2025 | 307.1629 | 0 | 0 | 0 | 148712.5652 | 148.3248 | 135149.4337 | 0 | 0 | 2018.8806 | 645.7674 | 286982.1346 | 2025 | 0.00055596 | 0 | 0 | 0 | 0.31051 | 0.00026313 | 0.091226 | 0 | 0 | 0.0010094 | 2.5831e-06 | 0.40357
[6 empty] | 2026 | 96.7126 | 0 | 0 | 0 | 126678.5803 | 58.7777 | 149390.8479 | 0 | 0 | 2791.6935 | 877.5763 | 279894.1883 | 2026 | 0.00017505 | 0 | 0 | 0 | 0.2645 | 0.00010427 | 0.10084 | 0 | 0 | 0.0013958 | 3.5103e-06 | 0.36702
[6 empty] | 2027 | 25.8267 | 0 | 0 | 0 | 105625.4002 | 19.4275 | 162742.2909 | 0 | 0 | 3667.2069 | 1140.1113 | 273220.2635 | 2027 | 4.6746e-05 | 0 | 0 | 0 | 0.22055 | 3.4464e-05 | 0.10985 | 0 | 0 | 0.0018336 | 4.5604e-06 | 0.33232
[6 empty] | 2028 | 5.7907 | 0 | 0 | 0 | 85730.3681 | 5.2894 | 174951.0735 | 0 | 0 | 4648.0281 | 1434.0202 | 266774.57 | 2028 | 1.0481e-05 | 0 | 0 | 0 | 0.17901 | 9.3835e-06 | 0.11809 | 0 | 0 | 0.002324 | 5.7361e-06 | 0.29945
[6 empty] | 2029 | 1.0815 | 0 | 0 | 0 | 67250.9996 | 1.1742 | 185863.6831 | 0 | 0 | 5735.9645 | 1759.5911 | 260612.4941 | 2029 | 1.9576e-06 | 0 | 0 | 0 | 0.14042 | 2.0831e-06 | 0.12546 | 0 | 0 | 0.002868 | 7.0384e-06 | 0.26876
[6 empty] | 2030 | 0.16711 | 0 | 0 | 0 | 50683.0048 | 0.21077 | 195429.6287 | 0 | 0 | 6930.5334 | 2116.297 | 255159.8416 | 2030 | 3.0247e-07 | 0 | 0 | 0 | 0.10583 | 3.739e-07 | 0.13191 | 0 | 0 | 0.0034653 | 8.4652e-06 | 0.24122
Medium AC: Split & Light Com | [5 empty] | Total usage (kg) | [12 empty] | Total usage (Mt CO2e)
[7 empty] | HCFC-22 | HCFC-123 | HFC-134a | HFC-404A | HFC-410A | HFC-407C | HFC-32 | HFC-Mix | GWP <2150 | GWP <1000 | GWP <10 | Total |  | HCFC-22 | HCFC-123 | HFC-134a | HFC-404A | HFC-410A | HFC-407C | HFC-32 | HFC-Mix | GWP <2150 | GWP <1000 | GWP <10 | Total
[6 empty] | 2019 | 69296.6547 | 0 | 13.5222 | 0 | 508879.5452 | 96249.2532 | 9650.212 | 0 | 68357.1429 | 0 | 30.328 | 752476.6582 | 2019 | 0.12543 | 0 | 1.9337e-05 | 0 | 1.0625 | 0.17075 | 0.0065139 | 0 | 0.10254 | 0 | 1.2131e-07 | 1.4678
[6 empty] | 2020 | 56903.8245 | 0 | 13.5222 | 0 | 529448.825 | 87228.5834 | 14220.6225 | 0 | 62142.8571 | 0 | 44.6746 | 750002.9094 | 2020 | 0.103 | 0 | 1.9337e-05 | 0 | 1.1055 | 0.15474 | 0.0095989 | 0 | 0.093214 | 0 | 1.787e-07 | 1.4661
[6 empty] | 2021 | 44878.0896 | 0 | 13.5221 | 0 | 534215.4647 | 78098.5959 | 28848.3605 | 0 | 55928.5714 | 8276.2437 | 64.9136 | 750323.7616 | 2021 | 0.081229 | 0 | 1.9337e-05 | 0 | 1.1154 | 0.13855 | 0.019473 | 0 | 0.083893 | 0.0041381 | 2.5965e-07 | 1.4427
[6 empty] | 2022 | 33903.8402 | 0 | 13.522 | 0 | 535166.875 | 69132.9746 | 44792.3078 | 0 | 49714.2857 | 17165.5495 | 91.2499 | 749980.6048 | 2022 | 0.061366 | 0 | 1.9336e-05 | 0 | 1.1174 | 0.12264 | 0.030235 | 0 | 0.074571 | 0.0085828 | 3.65e-07 | 1.4148
[6 empty] | 2023 | 24525.9213 | 0 | 13.5212 | 0 | 532635.9552 | 59629.6843 | 62308.482 | 0 | 43500 | 26688.5557 | 123.8088 | 749425.9284 | 2023 | 0.044392 | 0 | 1.9335e-05 | 0 | 1.1121 | 0.10578 | 0.042058 | 0 | 0.06525 | 0.013344 | 4.9524e-07 | 1.383
[6 empty] | 2024 | 16995.3169 | 0 | 13.5175 | 0 | 526601.3998 | 49630.1879 | 81452.8483 | 0 | 37285.7143 | 36866.8447 | 162.7151 | 749008.5446 | 2024 | 0.030762 | 0 | 1.933e-05 | 0 | 1.0995 | 0.088044 | 0.054981 | 0 | 0.055929 | 0.018433 | 6.5086e-07 | 1.3477
[6 empty] | 2025 | 11274.0472 | 0 | 13.5048 | 0 | 517195.1577 | 39148.1055 | 102283.9913 | 0 | 31071.4286 | 47722.9932 | 208.0913 | 748917.3196 | 2025 | 0.020406 | 0 | 1.9312e-05 | 0 | 1.0799 | 0.069449 | 0.069042 | 0 | 0.046607 | 0.023861 | 8.3237e-07 | 1.3093
[6 empty] | 2026 | 7143.1474 | 0 | 13.4686 | 0 | 504493.3839 | 34291.1779 | 124294.3754 | 0 | 24857.1429 | 59368.673 | 302.7218 | 754764.091 | 2026 | 0.012929 | 0 | 1.926e-05 | 0 | 1.0534 | 0.060833 | 0.083899 | 0 | 0.037286 | 0.029684 | 1.2109e-06 | 1.278
[6 empty] | 2027 | 4308.6814 | 0 | 13.3819 | 0 | 488748.3115 | 29316.5442 | 147881.3739 | 0 | 18642.8571 | 71789.5904 | 447.4639 | 761148.2044 | 2027 | 0.0077987 | 0 | 1.9136e-05 | 0 | 1.0205 | 0.052008 | 0.09982 | 0 | 0.027964 | 0.035895 | 1.7899e-06 | 1.244
[6 empty] | 2028 | 2464.8247 | 0 | 13.1973 | 0 | 470094.056 | 24149.9343 | 173100.6364 | 0 | 12428.5714 | 85013.2046 | 643.1765 | 767907.6013 | 2028 | 0.0044613 | 0 | 1.8872e-05 | 0 | 0.98156 | 0.042842 | 0.11684 | 0 | 0.018643 | 0.042507 | 2.5727e-06 | 1.2069
[6 empty] | 2029 | 1329.7352 | 0 | 12.8309 | 0 | 448574.2611 | 18719.2159 | 200005.8546 | 0 | 6214.2857 | 99068.1313 | 890.7272 | 774815.0419 | 2029 | 0.0024068 | 0 | 1.8348e-05 | 0 | 0.93662 | 0.033208 | 0.135 | 0 | 0.0093214 | 0.049534 | 3.5629e-06 | 1.1661
[6 empty] | 2030 | 669.7567 | 0 | 12.1556 | 0 | 424469.1092 | 12999.2721 | 228640.9085 | 0 | 0 | 113983.9633 | 1000.6778 | 781775.8431 | 2030 | 0.0012123 | 0 | 1.7382e-05 | 0 | 0.88629 | 0.023061 | 0.15433 | 0 | 0 | 0.056992 | 4.0027e-06 | 1.1219
Large AC | [5 empty] | Total usage (kg) | [12 empty] | Total usage (Mt CO2e)
[7 empty] | HCFC-22 | HCFC-123 | HFC-134a | HFC-404A | HFC-410A | HFC-407C | HFC-32 | HFC-Mix | GWP <2150 | GWP <1000 | GWP <10 | Total |  | HCFC-22 | HCFC-123 | HFC-134a | HFC-404A | HFC-410A | HFC-407C | HFC-32 | HFC-Mix | GWP <2150 | GWP <1000 | GWP <10 | Total
[6 empty] | 2019 | 37101.2735 | 2221.8063 | 279219.2759 | 0 | 8903.1442 | 1974.9011 | 368.7118 | 0 | 0 | 1123.9113 | 3406.2305 | 334319.2548 | 2019 | 0.067153 | 0.00017108 | 0.39928 | 0 | 0.01859 | 0.0035035 | 0.00024888 | 0 | 0 | 0.00056196 | 1.3625e-05 | 0.48953
[6 empty] | 2020 | 33118.9756 | 2131.8032 | 274689.8685 | 0 | 9338.7925 | 2071.3318 | 638.7352 | 0 | 0 | 1911.2714 | 12659.4722 | 336560.2504 | 2020 | 0.059945 | 0.00016415 | 0.39281 | 0 | 0.019499 | 0.0036745 | 0.00043115 | 0 | 0 | 0.00095564 | 5.0638e-05 | 0.47753
[6 empty] | 2021 | 29573.7497 | 2043.9555 | 267410.2767 | 0 | 9299.2238 | 2051.7993 | 1047.8061 | 0 | 0 | 2823.0388 | 22812.1024 | 337061.9523 | 2021 | 0.053528 | 0.00015738 | 0.3824 | 0 | 0.019417 | 0.0036399 | 0.00070727 | 0 | 0 | 0.0014115 | 9.1248e-05 | 0.46135
[6 empty] | 2022 | 26396.331 | 1955.7867 | 259050.2087 | 0 | 9182.9605 | 2012.8017 | 1503.8584 | 0 | 0 | 3910.1194 | 33330.4688 | 337342.5352 | 2022 | 0.047777 | 0.0001506 | 0.37044 | 0 | 0.019174 | 0.0035707 | 0.0010151 | 0 | 0 | 0.0019551 | 0.00013332 | 0.44422
[6 empty] | 2023 | 23485.0027 | 1864.301 | 249478.1063 | 0 | 8989.1213 | 1954.1902 | 2006.9084 | 0 | 0 | 5174.684 | 44219.8006 | 337172.1144 | 2023 | 0.042508 | 0.00014355 | 0.35675 | 0 | 0.018769 | 0.0034667 | 0.0013547 | 0 | 0 | 0.0025873 | 0.00017688 | 0.42576
[6 empty] | 2024 | 20748.8958 | 1767.4418 | 238693.6838 | 0 | 8716.4809 | 1875.7102 | 2556.9292 | 0 | 0 | 6618.5954 | 55484.6319 | 336462.3691 | 2024 | 0.037556 | 0.00013609 | 0.34133 | 0 | 0.0182 | 0.0033275 | 0.0017259 | 0 | 0 | 0.0033093 | 0.00022194 | 0.40581
[6 empty] | 2025 | 18142.6473 | 1665.0768 | 226849.5321 | 0 | 8363.42 | 1776.988 | 3153.8494 | 0 | 0 | 8243.3966 | 67128.7759 | 335323.686 | 2025 | 0.032838 | 0.00012821 | 0.32439 | 0 | 0.017463 | 0.0031524 | 0.0021288 | 0 | 0 | 0.0041217 | 0.00026852 | 0.3845
[6 empty] | 2026 | 15669.2536 | 1558.6368 | 209838.5899 | 0 | 8295.109 | 1772.8784 | 3204.5493 | 0 | 0 | 10223.8718 | 79589.7746 | 330152.6635 | 2026 | 0.028361 | 0.00012002 | 0.30007 | 0 | 0.01732 | 0.0031451 | 0.0021631 | 0 | 0 | 0.0051119 | 0.00031836 | 0.35661
[6 empty] | 2027 | 13352.959 | 1449.7387 | 190899.0364 | 0 | 8192.7992 | 1766.0165 | 3735.2394 | 0 | 0 | 12465.797 | 92729.1613 | 324590.7474 | 2027 | 0.024169 | 0.00011163 | 0.27299 | 0 | 0.017107 | 0.0031329 | 0.0025213 | 0 | 0 | 0.0062329 | 0.00037092 | 0.32663
[6 empty] | 2028 | 11210.2824 | 1338.9488 | 170906.3918 | 0 | 8050.9569 | 1754.7632 | 4299.1624 | 0 | 0 | 14969.8389 | 106550.9607 | 319081.3051 | 2028 | 0.020291 | 0.0001031 | 0.2444 | 0 | 0.01681 | 0.0031129 | 0.0029019 | 0 | 0 | 0.0074849 | 0.0004262 | 0.29553
[6 empty] | 2029 | 9241.9559 | 1225.4826 | 149815.0388 | 0 | 7861.4303 | 1736.7344 | 4895.4751 | 0 | 0 | 17736.1089 | 121057.7201 | 313569.9461 | 2029 | 0.016728 | 9.4362e-05 | 0.21424 | 0 | 0.016415 | 0.003081 | 0.0033044 | 0 | 0 | 0.0088681 | 0.00048423 | 0.26321
[6 empty] | 2030 | 7442.0568 | 1107.7934 | 127514.6698 | 0 | 7614.2574 | 1709.0277 | 5523.2735 | 0 | 0 | 20764.1596 | 136250.491 | 307925.7292 | 2030 | 0.01347 | 8.53e-05 | 0.18235 | 0 | 0.015899 | 0.0030318 | 0.0037282 | 0 | 0 | 0.010382 | 0.000545 | 0.22949
Total AC | [5 empty] | Total usage (kg) | [12 empty] | Total usage (Mt CO2e)
[7 empty] | HCFC-22 | HCFC-123 | HFC-134a | HFC-404A | HFC-410A | HFC-407C | HFC-32 | HFC-Mix | GWP <2150 | GWP <1000 | GWP <10 | Total |  | HCFC-22 | HCFC-123 | HFC-134a | HFC-404A | HFC-410A | HFC-407C | HFC-32 | HFC-Mix | GWP <2150 | GWP <1000 | GWP <10 | Total
[6 empty] | 2019 | 135710.1246 | 2221.8063 | 286865.8759 | 0 | 783647.276 | 101710.5801 | 35915.0904 | 0 | 68357.1429 | 1123.9113 | 3912.9259 | 1419464.7335 | 2019 | 0.24564 | 0.00017108 | 0.41022 | 0 | 1.6363 | 0.18043 | 0.024243 | 0 | 0.10254 | 0.00056196 | 1.5652e-05 | 2.6001
[6 empty] | 2020 | 108943.4073 | 2131.8032 | 282141.5313 | 0 | 792564.8255 | 92160.8291 | 78967.3739 | 0 | 62142.8571 | 1911.2714 | 13535.507 | 1434499.4058 | 2020 | 0.19719 | 0.00016415 | 0.40346 | 0 | 1.6549 | 0.16349 | 0.053303 | 0 | 0.093214 | 0.00095564 | 5.4142e-05 | 2.5667
[6 empty] | 2021 | 86028.6957 | 2043.9555 | 274612.8007 | 0 | 782277.8954 | 82370.5266 | 108638.4418 | 0 | 55928.5714 | 11240.7159 | 24110.2351 | 1427251.838 | 2021 | 0.15571 | 0.00015738 | 0.3927 | 0 | 1.6334 | 0.14613 | 0.073331 | 0 | 0.083893 | 0.0056204 | 9.6441e-05 | 2.491
[6 empty] | 2022 | 67039.7746 | 1955.7867 | 265952.353 | 0 | 764742.6487 | 72761.1118 | 139675.7889 | 0 | 49714.2857 | 21491.0095 | 35100.9208 | 1418433.6798 | 2022 | 0.12134 | 0.0001506 | 0.38031 | 0 | 1.5968 | 0.12908 | 0.094281 | 0 | 0.074571 | 0.010746 | 0.0001404 | 2.4074
[6 empty] | 2023 | 51751.1465 | 1864.301 | 256035.3297 | 0 | 741094.585 | 62678.2176 | 172732.1562 | 0 | 43500 | 32688.7663 | 46513.3524 | 1408857.8545 | 2023 | 0.09367 | 0.00014355 | 0.36613 | 0 | 1.5474 | 0.11119 | 0.11659 | 0 | 0.06525 | 0.016344 | 0.00018605 | 2.3169
[6 empty] | 2024 | 39721.9501 | 1767.4418 | 244871.6337 | 0 | 712167.6821 | 52196.121 | 207718.8706 | 0 | 37285.7143 | 44861.323 | 58352.6786 | 1398943.4153 | 2024 | 0.071897 | 0.00013609 | 0.35017 | 0 | 1.487 | 0.092596 | 0.14021 | 0 | 0.055929 | 0.022431 | 0.00023341 | 2.2206
[6 empty] | 2025 | 30407.8896 | 1665.0768 | 232626.9911 | 0 | 678923.5498 | 41334.9512 | 244457.1076 | 0 | 31071.4286 | 58036.7779 | 70623.6113 | 1389147.3838 | 2025 | 0.055038 | 0.00012821 | 0.33266 | 0 | 1.4176 | 0.073328 | 0.16501 | 0 | 0.046607 | 0.029018 | 0.00028249 | 2.1197
[6 empty] | 2026 | 23276.7851 | 1558.6368 | 215200.0206 | 0 | 643381.0693 | 36298.4439 | 280966.5453 | 0 | 24857.1429 | 72459.5028 | 83800.2678 | 1381798.4145 | 2026 | 0.042131 | 0.00012002 | 0.30774 | 0 | 1.3434 | 0.064393 | 0.18965 | 0 | 0.037286 | 0.03623 | 0.0003352 | 2.0213
[6 empty] | 2027 | 17860.4609 | 1449.7387 | 195846.4686 | 0 | 605748.0691 | 31214.9632 | 318574.5938 | 0 | 18642.8571 | 88028.2507 | 97747.6097 | 1375113.0118 | 2027 | 0.032327 | 0.00011163 | 0.28006 | 0 | 1.2648 | 0.055375 | 0.21504 | 0 | 0.027964 | 0.044014 | 0.00039099 | 1.9201
[6 empty] | 2028 | 13750.8552 | 1338.9488 | 175457.1478 | 0 | 566376.852 | 25979.5177 | 356623.4338 | 0 | 12428.5714 | 104773.6878 | 112472.2776 | 1369201.2921 | 2028 | 0.024889 | 0.0001031 | 0.2509 | 0 | 1.1826 | 0.046088 | 0.24072 | 0 | 0.018643 | 0.052387 | 0.00044989 | 1.8168
[6 empty] | 2029 | 10596.7575 | 1225.4826 | 153992.1868 | 0 | 525591.2485 | 20497.9611 | 395008.617 | 0 | 6214.2857 | 122726.2821 | 127978.8734 | 1363831.6945 | 2029 | 0.01918 | 9.4362e-05 | 0.22021 | 0 | 1.0974 | 0.036363 | 0.26663 | 0 | 0.0093214 | 0.061363 | 0.00051192 | 1.7111
[6 empty] | 2030 | 8118.8838 | 1107.7934 | 131330.2852 | 0 | 484172.9163 | 14731.3476 | 433735.2064 | 0 | 0 | 141914.6283 | 144078.4225 | 1359189.4835 | 2030 | 0.014695 | 8.53e-05 | 0.1878 | 0 | 1.011 | 0.026133 | 0.29277 | 0 | 0 | 0.070957 | 0.00057631 | 1.604
Small MAC | [5 empty] | Total usage (kg) | [12 empty] | Total usage (Mt CO2e)
[7 empty] | No MAC | CFC-12 | HFC-134a | HFC-404A | HFC-410A | HFC-407C | HFC-32 | HFC-Mix | GWP <2150 | GWP <1000 | GWP <10 | Total |  | HCFC-22 | HCFC-123 | HFC-134a | HFC-404A | HFC-410A | HFC-407C | HFC-32 | HFC-Mix | GWP <2150 | GWP <1000 | GWP <10 | Total
[6 empty] | 2019 | 0 | 0 | 680420.9448 | 0 | 0 | 0 | 0 | 0 | 0 | 0 | 1280.4816 | 681701.4263 | 2019 | 0 | 0 | 0.973 | 0 | 0 | 0 | 0 | 0 | 0 | 0 | 5.1219e-06 | 0.97301
[6 empty] | 2020 | 0 | 0 | 664676.6454 | 0 | 0 | 0 | 0 | 0 | 0 | 0 | 2474.5383 | 667151.1836 | 2020 | 0 | 0 | 0.95049 | 0 | 0 | 0 | 0 | 0 | 0 | 0 | 9.8982e-06 | 0.9505
[6 empty] | 2021 | 0 | 0 | 653912.1973 | 0 | 0 | 0 | 0 | 0 | 0 | 0 | 9073.8549 | 662986.0522 | 2021 | 0 | 0 | 0.93509 | 0 | 0 | 0 | 0 | 0 | 0 | 0 | 3.6295e-05 | 0.93513
[6 empty] | 2022 | 0 | 0 | 637994.4927 | 0 | 0 | 0 | 0 | 0 | 0 | 0 | 20561.0691 | 658555.5618 | 2022 | 0 | 0 | 0.91233 | 0 | 0 | 0 | 0 | 0 | 0 | 0 | 8.2244e-05 | 0.91241
[6 empty] | 2023 | 0 | 0 | 617300.9552 | 0 | 0 | 0 | 0 | 0 | 0 | 0 | 36951.314 | 654252.2693 | 2023 | 0 | 0 | 0.88274 | 0 | 0 | 0 | 0 | 0 | 0 | 0 | 0.00014781 | 0.88289
[6 empty] | 2024 | 0 | 0 | 591554.807 | 0 | 0 | 0 | 0 | 0 | 0 | 0 | 58418.1778 | 649972.9848 | 2024 | 0 | 0 | 0.84592 | 0 | 0 | 0 | 0 | 0 | 0 | 0 | 0.00023367 | 0.84616
[6 empty] | 2025 | 0 | 0 | 561000.865 | 0 | 0 | 0 | 0 | 0 | 0 | 0 | 84772.4906 | 645773.3557 | 2025 | 0 | 0 | 0.80223 | 0 | 0 | 0 | 0 | 0 | 0 | 0 | 0.00033909 | 0.80257
[6 empty] | 2026 | 0 | 0 | 529282.1517 | 0 | 0 | 0 | 0 | 0 | 0 | 0 | 112575.3653 | 641857.517 | 2026 | 0 | 0 | 0.75687 | 0 | 0 | 0 | 0 | 0 | 0 | 0 | 0.0004503 | 0.75732
[6 empty] | 2027 | 0 | 0 | 496382.4921 | 0 | 0 | 0 | 0 | 0 | 0 | 0 | 141776.7982 | 638159.2903 | 2027 | 0 | 0 | 0.70983 | 0 | 0 | 0 | 0 | 0 | 0 | 0 | 0.00056711 | 0.71039
[6 empty] | 2028 | 0 | 0 | 462434.4011 | 0 | 0 | 0 | 0 | 0 | 0 | 0 | 172315.2766 | 634749.6777 | 2028 | 0 | 0 | 0.66128 | 0 | 0 | 0 | 0 | 0 | 0 | 0 | 0.00068926 | 0.66197
[6 empty] | 2029 | 0 | 0 | 427530.3692 | 0 | 0 | 0 | 0 | 0 | 0 | 0 | 203944.9987 | 631475.3679 | 2029 | 0 | 0 | 0.61137 | 0 | 0 | 0 | 0 | 0 | 0 | 0 | 0.00081578 | 0.61218
[6 empty] | 2030 | 0 | 0 | 391645.863 | 0 | 0 | 0 | 0 | 0 | 0 | 0 | 236702.4503 | 628348.3134 | 2030 | 0 | 0 | 0.56005 | 0 | 0 | 0 | 0 | 0 | 0 | 0 | 0.00094681 | 0.561
CFC-12 includes those manufactured with CFC, many of these have been retrofitted with HFC-134a and HC.
Large MAC | [5 empty] | Total usage (kg) | [12 empty] | Total usage (Mt CO2e)
[7 empty] | HCFC-22 | HCFC-123 | HFC-134a | HFC-404A | HFC-410A | HFC-407C | HFC-32 | HFC-Mix | GWP <2150 | GWP <1000 | GWP <10 | Total |  | HCFC-22 | HCFC-123 | HFC-134a | HFC-404A | HFC-410A | HFC-407C | HFC-32 | HFC-Mix | GWP <2150 | GWP <1000 | GWP <10 | Total
[6 empty] | 2019 | 1706.2843 | 0 | 20893.0909 | 0 | 8421.7861 | 41988.9927 | 0 | 0 | 0 | 0 | 0 | 73010.1539 | 2019 | 0.0030884 | 0 | 0.029877 | 0 | 0.017585 | 0.074488 | 0 | 0 | 0 | 0 | 0 | 0.12504
[6 empty] | 2020 | 1369.951 | 0 | 20762.2146 | 0 | 8998.2634 | 41802.6516 | 0 | 0 | 0 | 0 | 0 | 72933.0805 | 2020 | 0.0024796 | 0 | 0.02969 | 0 | 0.018788 | 0.074158 | 0 | 0 | 0 | 0 | 0 | 0.12512
[6 empty] | 2021 | 1108.4972 | 0 | 20283.3571 | 0 | 9513.2492 | 41953.3707 | 54.1059 | 0 | 0 | 234.2109 | 29.8067 | 73176.5978 | 2021 | 0.0020064 | 0 | 0.029005 | 0 | 0.019864 | 0.074425 | 3.6521e-05 | 0 | 0 | 0.00011711 | 1.1923e-07 | 0.12545
[6 empty] | 2022 | 911.0384 | 0 | 19741.5502 | 0 | 9954.953 | 41792.1482 | 163.9408 | 0 | 0 | 548.7114 | 73.1484 | 73185.4905 | 2022 | 0.001649 | 0 | 0.02823 | 0 | 0.020786 | 0.074139 | 0.00011066 | 0 | 0 | 0.00027436 | 2.9259e-07 | 0.12519
[6 empty] | 2023 | 759.8828 | 0 | 19150.3006 | 0 | 10309.3071 | 41312.1385 | 331.1645 | 0 | 0 | 943.1167 | 130.2288 | 72936.139 | 2023 | 0.0013754 | 0 | 0.027385 | 0 | 0.021526 | 0.073288 | 0.00022354 | 0 | 0 | 0.00047156 | 5.2092e-07 | 0.12427
[6 empty] | 2024 | 637.2785 | 0 | 18520.5016 | 0 | 10560.9161 | 40503.1298 | 557.474 | 0 | 0 | 1417.0524 | 201.2575 | 72397.6099 | 2024 | 0.0011535 | 0 | 0.026484 | 0 | 0.022051 | 0.071853 | 0.00037629 | 0 | 0 | 0.00070853 | 8.0503e-07 | 0.12263
[6 empty] | 2025 | 529.4874 | 0 | 17860.164 | 0 | 10695.0852 | 39357.2032 | 844.604 | 0 | 0 | 1970.1543 | 286.4499 | 71543.1481 | 2025 | 0.00095837 | 0 | 0.02554 | 0 | 0.022331 | 0.06982 | 0.00057011 | 0 | 0 | 0.00098508 | 1.1458e-06 | 0.12021
[6 empty] | 2026 | 428.3311 | 0 | 16770.0341 | 0 | 10700.2133 | 37842.0705 | 1194.3284 | 0 | 0 | 2705.1101 | 438.2587 | 70078.3462 | 2026 | 0.00077528 | 0 | 0.023981 | 0 | 0.022342 | 0.067132 | 0.00080617 | 0 | 0 | 0.0013526 | 1.753e-06 | 0.11639
[6 empty] | 2027 | 331.4585 | 0 | 15616.2783 | 0 | 10569.0809 | 36009.3287 | 1608.4598 | 0 | 0 | 3553.1862 | 622.8278 | 68310.6202 | 2027 | 0.00059994 | 0 | 0.022331 | 0 | 0.022068 | 0.063881 | 0.0010857 | 0 | 0 | 0.0017766 | 2.4913e-06 | 0.11174
[6 empty] | 2028 | 241.5213 | 0 | 14402.3271 | 0 | 10298.1209 | 33895.4701 | 2088.8475 | 0 | 0 | 4513.6427 | 840.3825 | 66280.3122 | 2028 | 0.00043715 | 0 | 0.020595 | 0 | 0.021502 | 0.060131 | 0.00141 | 0 | 0 | 0.0022568 | 3.3615e-06 | 0.10634
[6 empty] | 2029 | 163.7868 | 0 | 13130.6115 | 0 | 9886.1268 | 31541.9192 | 2637.3596 | 0 | 0 | 5585.7508 | 1091.1515 | 64036.7062 | 2029 | 0.00029645 | 0 | 0.018777 | 0 | 0.020642 | 0.055955 | 0.0017802 | 0 | 0 | 0.0027929 | 4.3646e-06 | 0.10025
[6 empty] | 2030 | 102.773 | 0 | 11802.7467 | 0 | 9335.8852 | 28991.3603 | 3255.8017 | 0 | 0 | 6768.7805 | 1375.3548 | 61632.7024 | 2030 | 0.00018602 | 0 | 0.016878 | 0 | 0.019493 | 0.051431 | 0.0021977 | 0 | 0 | 0.0033844 | 5.5014e-06 | 0.093576
Total MAC | [5 empty] | Total usage (kg) | [12 empty] | Total usage (Mt CO2e)
[7 empty] | HCFC-22 | HCFC-123 | HFC-134a | HFC-404A | HFC-410A | HFC-407C | HFC-32 | HFC-Mix | GWP <2150 | GWP <1000 | GWP <10 | Total |  | HCFC-22 | HCFC-123 | HFC-134a | HFC-404A | HFC-410A | HFC-407C | HFC-32 | HFC-Mix | GWP <2150 | GWP <1000 | GWP <10 | Total
[6 empty] | 2019 | 1706.2843 | 0 | 701314.0356 | 0 | 8421.7861 | 41988.9927 | 0 | 0 | 0 | 0 | 1280.4816 | 754711.5803 | 2019 | 0.0030884 | 0 | 1.0029 | 0 | 0.017585 | 0.074488 | 0 | 0 | 0 | 0 | 5.1219e-06 | 1.098
[6 empty] | 2020 | 1369.951 | 0 | 685438.8599 | 0 | 8998.2634 | 41802.6516 | 0 | 0 | 0 | 0 | 2474.5383 | 740084.2642 | 2020 | 0.0024796 | 0 | 0.98018 | 0 | 0.018788 | 0.074158 | 0 | 0 | 0 | 0 | 9.8982e-06 | 1.0756
[6 empty] | 2021 | 1108.4972 | 0 | 674195.5544 | 0 | 9513.2492 | 41953.3707 | 54.1059 | 0 | 0 | 234.2109 | 9103.6616 | 736162.65 | 2021 | 0.0020064 | 0 | 0.9641 | 0 | 0.019864 | 0.074425 | 3.6521e-05 | 0 | 0 | 0.00011711 | 3.6415e-05 | 1.0606
[6 empty] | 2022 | 911.0384 | 0 | 657736.0428 | 0 | 9954.953 | 41792.1482 | 163.9408 | 0 | 0 | 548.7114 | 20634.2175 | 731741.0522 | 2022 | 0.001649 | 0 | 0.94056 | 0 | 0.020786 | 0.074139 | 0.00011066 | 0 | 0 | 0.00027436 | 8.2537e-05 | 1.0376
[6 empty] | 2023 | 759.8828 | 0 | 636451.2558 | 0 | 10309.3071 | 41312.1385 | 331.1645 | 0 | 0 | 943.1167 | 37081.5428 | 727188.4083 | 2023 | 0.0013754 | 0 | 0.91013 | 0 | 0.021526 | 0.073288 | 0.00022354 | 0 | 0 | 0.00047156 | 0.00014833 | 1.0072
[6 empty] | 2024 | 637.2785 | 0 | 610075.3087 | 0 | 10560.9161 | 40503.1298 | 557.474 | 0 | 0 | 1417.0524 | 58619.4352 | 722370.5946 | 2024 | 0.0011535 | 0 | 0.87241 | 0 | 0.022051 | 0.071853 | 0.00037629 | 0 | 0 | 0.00070853 | 0.00023448 | 0.96878
[6 empty] | 2025 | 529.4874 | 0 | 578861.0291 | 0 | 10695.0852 | 39357.2032 | 844.604 | 0 | 0 | 1970.1543 | 85058.9405 | 717316.5038 | 2025 | 0.00095837 | 0 | 0.82777 | 0 | 0.022331 | 0.06982 | 0.00057011 | 0 | 0 | 0.00098508 | 0.00034024 | 0.92278
[6 empty] | 2026 | 428.3311 | 0 | 546052.1858 | 0 | 10700.2133 | 37842.0705 | 1194.3284 | 0 | 0 | 2705.1101 | 113013.624 | 711935.8632 | 2026 | 0.00077528 | 0 | 0.78085 | 0 | 0.022342 | 0.067132 | 0.00080617 | 0 | 0 | 0.0013526 | 0.00045205 | 0.87371
[6 empty] | 2027 | 331.4585 | 0 | 511998.7704 | 0 | 10569.0809 | 36009.3287 | 1608.4598 | 0 | 0 | 3553.1862 | 142399.626 | 706469.9105 | 2027 | 0.00059994 | 0 | 0.73216 | 0 | 0.022068 | 0.063881 | 0.0010857 | 0 | 0 | 0.0017766 | 0.0005696 | 0.82214
[6 empty] | 2028 | 241.5213 | 0 | 476836.7282 | 0 | 10298.1209 | 33895.4701 | 2088.8475 | 0 | 0 | 4513.6427 | 173155.6591 | 701029.9899 | 2028 | 0.00043715 | 0 | 0.68188 | 0 | 0.021502 | 0.060131 | 0.00141 | 0 | 0 | 0.0022568 | 0.00069262 | 0.76831
[6 empty] | 2029 | 163.7868 | 0 | 440660.9807 | 0 | 9886.1268 | 31541.9192 | 2637.3596 | 0 | 0 | 5585.7508 | 205036.1501 | 695512.0741 | 2029 | 0.00029645 | 0 | 0.63015 | 0 | 0.020642 | 0.055955 | 0.0017802 | 0 | 0 | 0.0027929 | 0.00082014 | 0.71243
[6 empty] | 2030 | 102.773 | 0 | 403448.6097 | 0 | 9335.8852 | 28991.3603 | 3255.8017 | 0 | 0 | 6768.7805 | 238077.8051 | 689981.0157 | 2030 | 0.00018602 | 0 | 0.57693 | 0 | 0.019493 | 0.051431 | 0.0021977 | 0 | 0 | 0.0033844 | 0.00095231 | 0.65458
Domestic Refrigeration | [5 empty] | Total usage (kg) | [12 empty] | Total usage (Mt CO2e)
[7 empty] | HCFC-22 | HCFC-123 | HFC-134a | HFC-404A | HFC-410A | HFC-407C | HFC-32 | HFC-Mix | GWP <2150 | GWP <1000 | GWP <10 | Total |  | HCFC-22 | HCFC-123 | HFC-134a | HFC-404A | HFC-410A | HFC-407C | HFC-32 | HFC-Mix | GWP <2150 | GWP <1000 | GWP <10 | Total
[6 empty] | 2019 | 0 | 0 | 4048.2643 | 0 | 0 | 0 | 0 | 0 | 0 | 0 | 1348.8797 | 5397.1439 | 2019 | 0 | 0 | 0.005789 | 0 | 0 | 0 | 0 | 0 | 0 | 0 | 5.3955e-06 | 0.0057944
[6 empty] | 2020 | 0 | 0 | 3697.8445 | 0 | 0 | 0 | 0 | 0 | 0 | 0 | 1509.3011 | 5207.1456 | 2020 | 0 | 0 | 0.0052879 | 0 | 0 | 0 | 0 | 0 | 0 | 0 | 6.0372e-06 | 0.005294
[6 empty] | 2021 | 0 | 0 | 3326.1417 | 0 | 0 | 0 | 0 | 0 | 0 | 0 | 1668.2495 | 4994.3912 | 2021 | 0 | 0 | 0.0047564 | 0 | 0 | 0 | 0 | 0 | 0 | 0 | 6.673e-06 | 0.0047631
[6 empty] | 2022 | 0 | 0 | 2937.1576 | 0 | 0 | 0 | 0 | 0 | 0 | 0 | 1822.6514 | 4759.809 | 2022 | 0 | 0 | 0.0042001 | 0 | 0 | 0 | 0 | 0 | 0 | 0 | 7.2906e-06 | 0.0042074
[6 empty] | 2023 | 0 | 0 | 2539.6607 | 0 | 0 | 0 | 0 | 0 | 0 | 0 | 1968.7828 | 4508.4435 | 2023 | 0 | 0 | 0.0036317 | 0 | 0 | 0 | 0 | 0 | 0 | 0 | 7.8751e-06 | 0.0036396
[6 empty] | 2024 | 0 | 0 | 2145.573 | 0 | 0 | 0 | 0 | 0 | 0 | 0 | 2103.2643 | 4248.8373 | 2024 | 0 | 0 | 0.0030682 | 0 | 0 | 0 | 0 | 0 | 0 | 0 | 8.4131e-06 | 0.0030766
[6 empty] | 2025 | 0 | 0 | 1768.1456 | 0 | 0 | 0 | 0 | 0 | 0 | 0 | 2224.2571 | 3992.4026 | 2025 | 0 | 0 | 0.0025284 | 0 | 0 | 0 | 0 | 0 | 0 | 0 | 8.897e-06 | 0.0025373
[6 empty] | 2026 | 0 | 0 | 1419.5896 | 0 | 0 | 0 | 0 | 0 | 0 | 0 | 2332.9761 | 3752.5658 | 2026 | 0 | 0 | 0.00203 | 0 | 0 | 0 | 0 | 0 | 0 | 0 | 9.3319e-06 | 0.0020393
[6 empty] | 2027 | 0 | 0 | 1110.9892 | 0 | 0 | 0 | 0 | 0 | 0 | 0 | 2432.1856 | 3543.1747 | 2027 | 0 | 0 | 0.0015887 | 0 | 0 | 0 | 0 | 0 | 0 | 0 | 9.7287e-06 | 0.0015984
[6 empty] | 2028 | 0 | 0 | 850.294 | 0 | 0 | 0 | 0 | 0 | 0 | 0 | 2525.5288 | 3375.8228 | 2028 | 0 | 0 | 0.0012159 | 0 | 0 | 0 | 0 | 0 | 0 | 0 | 1.0102e-05 | 0.001226
[6 empty] | 2029 | 0 | 0 | 641.2154 | 0 | 0 | 0 | 0 | 0 | 0 | 0 | 2615.4355 | 3256.6509 | 2029 | 0 | 0 | 0.00091694 | 0 | 0 | 0 | 0 | 0 | 0 | 0 | 1.0462e-05 | 0.0009274
[6 empty] | 2030 | 0 | 0 | 482.6595 | 0 | 0 | 0 | 0 | 0 | 0 | 0 | 2701.8451 | 3184.5046 | 2030 | 0 | 0 | 0.0006902 | 0 | 0 | 0 | 0 | 0 | 0 | 0 | 1.0807e-05 | 0.00070101
RCFC: Self Contained | [5 empty] | Total usage (kg) | [12 empty] | Total usage (Mt CO2e)
[7 empty] | HCFC-22 | HCFC-123 | HFC-134a | HFC-404A | HFC-410A | HFC-407C | HFC-32 | HFC-Mix | GWP <2150 | GWP <1000 | GWP <10 | Total |  | HCFC-22 | HCFC-123 | HFC-134a | HFC-404A | HFC-410A | HFC-407C | HFC-32 | HFC-Mix | GWP <2150 | GWP <1000 | GWP <10 | Total
[6 empty] | 2019 | 188.6197 | 0 | 17059.739 | 16503.8166 | 0 | 26.9457 | 0 | 0 | 847.9831 | 321.4286 | 2178.1541 | 37126.6867 | 2019 | 0.0003414 | 0 | 0.024395 | 0.064728 | 0 | 4.7802e-05 | 0 | 0 | 0.001272 | 0.00016071 | 8.7126e-06 | 0.090954
[6 empty] | 2020 | 123.248 | 0 | 17118.4159 | 15173.652 | 0 | 17.6069 | 0 | 0 | 1026.872 | 428.5714 | 2769.4576 | 36657.8238 | 2020 | 0.00022308 | 0 | 0.024479 | 0.059511 | 0 | 3.1235e-05 | 0 | 0 | 0.0015403 | 0.00021429 | 1.1078e-05 | 0.08601
[6 empty] | 2021 | 74.2189 | 0 | 17187.6126 | 13796.1781 | 0 | 10.6027 | 0 | 0 | 1240.4789 | 540.8078 | 3408.5787 | 36258.4776 | 2021 | 0.00013434 | 0 | 0.024578 | 0.054109 | 0 | 1.8809e-05 | 0 | 0 | 0.0018607 | 0.0002704 | 1.3634e-05 | 0.080985
[6 empty] | 2022 | 40.4269 | 0 | 17121.2996 | 12351.1062 | 0 | 5.7753 | 0 | 0 | 1485.2963 | 658.1964 | 4069.1855 | 35731.2861 | 2022 | 7.3173e-05 | 0 | 0.024483 | 0.048441 | 0 | 1.0245e-05 | 0 | 0 | 0.0022279 | 0.0003291 | 1.6277e-05 | 0.075581
[6 empty] | 2023 | 19.5239 | 0 | 16913.5214 | 10870.6457 | 0 | 2.7891 | 0 | 0 | 1761.9392 | 780.7967 | 4745.1368 | 35094.3528 | 2023 | 3.5338e-05 | 0 | 0.024186 | 0.042635 | 0 | 4.9479e-06 | 0 | 0 | 0.0026429 | 0.0003904 | 1.8981e-05 | 0.069914
[6 empty] | 2024 | 8.1962 | 0 | 16559.8239 | 9397.5293 | 0 | 1.1709 | 0 | 0 | 2070.6301 | 908.6682 | 5427.9988 | 34374.0174 | 2024 | 1.4835e-05 | 0 | 0.023681 | 0.036857 | 0 | 2.0772e-06 | 0 | 0 | 0.0031059 | 0.00045433 | 2.1712e-05 | 0.064137
[6 empty] | 2025 | 2.9368 | 0 | 16059.638 | 7980.9939 | 0 | 0.41954 | 0 | 0 | 2410.676 | 1041.8693 | 6107.3277 | 33603.8612 | 2025 | 5.3156e-06 | 0 | 0.022965 | 0.031301 | 0 | 7.4427e-07 | 0 | 0 | 0.003616 | 0.00052093 | 2.4429e-05 | 0.058434
[6 empty] | 2026 | 0.88384 | 0 | 15303.9733 | 6660.8748 | 0 | 0.12626 | 0 | 0 | 2881.063 | 1180.0137 | 6799.2899 | 32826.2248 | 2026 | 1.5998e-06 | 0 | 0.021885 | 0.026124 | 0 | 2.2399e-07 | 0 | 0 | 0.0043216 | 0.00059001 | 2.7197e-05 | 0.052949
[6 empty] | 2027 | 0.22042 | 0 | 14296.5722 | 5483.0248 | 0 | 0.031488 | 0 | 0 | 3422.6647 | 1323.1126 | 7492.7998 | 32018.426 | 2027 | 3.9896e-07 | 0 | 0.020444 | 0.021504 | 0 | 5.586e-08 | 0 | 0 | 0.005134 | 0.00066156 | 2.9971e-05 | 0.047775
[6 empty] | 2028 | 0.045047 | 0 | 13044.7439 | 4473.668 | 0 | 0.0064353 | 0 | 0 | 4030.5409 | 1471.0928 | 8181.3643 | 31201.4613 | 2028 | 8.1535e-08 | 0 | 0.018654 | 0.017546 | 0 | 1.1416e-08 | 0 | 0 | 0.0060458 | 0.00073555 | 3.2725e-05 | 0.043014
[6 empty] | 2029 | 0.0074772 | 0 | 11562.3432 | 3624.9554 | 0 | 0.0010682 | 0 | 0 | 4699.7228 | 1623.7033 | 8866.6289 | 30377.3621 | 2029 | 1.3534e-08 | 0 | 0.016534 | 0.014217 | 0 | 1.8949e-09 | 0 | 0 | 0.0070496 | 0.00081185 | 3.5467e-05 | 0.038648
[6 empty] | 2030 | 0.0010008 | 0 | 9870.0233 | 2895.966 | 0 | 0.00014297 | 0 | 0 | 5426.4749 | 1780.4233 | 9557.6638 | 29530.5526 | 2030 | 1.8114e-09 | 0 | 0.014114 | 0.011358 | 0 | 2.5362e-10 | 0 | 0 | 0.0081397 | 0.00089021 | 3.8231e-05 | 0.03454
RCFC: Remote | [5 empty] | Total usage (kg) | [12 empty] | Total usage (Mt CO2e)
[7 empty] | HCFC-22 | HCFC-123 | HFC-134a | HFC-404A | HFC-410A | HFC-407C | HFC-32 | HFC-Mix | GWP <2150 | GWP <1000 | GWP <10 | Total |  | HCFC-22 | HCFC-123 | HFC-134a | HFC-404A | HFC-410A | HFC-407C | HFC-32 | HFC-Mix | GWP <2150 | GWP <1000 | GWP <10 | Total
[6 empty] | 2019 | 27172.082 | 0 | 284867.8487 | 581510.1268 | 3365.9578 | 26472.2502 | 0 | 0 | 29066.8607 | 436.0938 | 416.3036 | 953307.5236 | 2019 | 0.049181 | 0 | 0.40736 | 2.2807 | 0.0070281 | 0.046962 | 0 | 0 | 0.0436 | 0.00021805 | 1.6652e-06 | 2.835
[6 empty] | 2020 | 23160.3351 | 0 | 285160.797 | 560375.7335 | 4073.9843 | 29357.356 | 0 | 0 | 28442.2307 | 561.3475 | 503.8782 | 931635.6623 | 2020 | 0.04192 | 0 | 0.40778 | 2.1978 | 0.0085065 | 0.05208 | 0 | 0 | 0.042663 | 0.00028067 | 2.0155e-06 | 2.751
[6 empty] | 2021 | 19433.3511 | 0 | 294605.4386 | 550706.8802 | 4746.4827 | 29766.3055 | 0 | 0 | 43610.8984 | 9829.2491 | 1304.8748 | 954003.4803 | 2021 | 0.035174 | 0 | 0.42129 | 2.1599 | 0.0099107 | 0.052805 | 0 | 0 | 0.065416 | 0.0049146 | 5.2195e-06 | 2.7494
[6 empty] | 2022 | 16031.7062 | 0 | 295562.014 | 525497.8446 | 5384.5622 | 30197.9565 | 0 | 0 | 61210.9259 | 20419.8447 | 2539.0689 | 956843.9228 | 2022 | 0.029017 | 0 | 0.42265 | 2.061 | 0.011243 | 0.053571 | 0 | 0 | 0.091816 | 0.01021 | 1.0156e-05 | 2.6795
[6 empty] | 2023 | 12988.9105 | 0 | 294896.7984 | 497266.6709 | 5979.8272 | 30527.3854 | 0 | 0 | 81269.2907 | 32403.1852 | 4215.6889 | 959547.7572 | 2023 | 0.02351 | 0 | 0.4217 | 1.9503 | 0.012486 | 0.054156 | 0 | 0 | 0.1219 | 0.016202 | 1.6863e-05 | 2.6003
[6 empty] | 2024 | 10326.5304 | 0 | 292551.71 | 466060.9531 | 6524.607 | 30759.1966 | 0 | 0 | 103825.0483 | 45805.216 | 6340.7094 | 962193.9709 | 2024 | 0.018691 | 0 | 0.41835 | 1.8279 | 0.013623 | 0.054567 | 0 | 0 | 0.15574 | 0.022903 | 2.5363e-05 | 2.5118
[6 empty] | 2025 | 8048.531 | 0 | 288465.6914 | 431912.294 | 7014.2298 | 30902.4656 | 0 | 0 | 128916.725 | 60652.3075 | 8920.1538 | 964832.3981 | 2025 | 0.014568 | 0 | 0.41251 | 1.694 | 0.014646 | 0.054821 | 0 | 0 | 0.19338 | 0.030326 | 3.5681e-05 | 2.4142
[6 empty] | 2026 | 6140.0683 | 0 | 279144.1415 | 398677.427 | 7356.9798 | 29226.1853 | 0 | 0 | 156046.0987 | 80226.905 | 12027.3088 | 968845.1144 | 2026 | 0.011114 | 0 | 0.39918 | 1.5636 | 0.015361 | 0.051847 | 0 | 0 | 0.23407 | 0.040113 | 4.8109e-05 | 2.3153
[6 empty] | 2027 | 4572.7497 | 0 | 267522.0422 | 363032.2974 | 7558.0076 | 27233.0323 | 0 | 0 | 185730.8044 | 101785.115 | 15642.3906 | 973076.4392 | 2027 | 0.0082767 | 0 | 0.38256 | 1.4238 | 0.015781 | 0.048311 | 0 | 0 | 0.2786 | 0.050893 | 6.257e-05 | 2.2083
[6 empty] | 2028 | 3313.5978 | 0 | 253496.9691 | 325047.2979 | 7627.5684 | 24940.7797 | 0 | 0 | 218010.6718 | 125361.2923 | 19771.969 | 977570.146 | 2028 | 0.0059976 | 0 | 0.3625 | 1.2748 | 0.015926 | 0.044245 | 0 | 0 | 0.32702 | 0.062681 | 7.9088e-05 | 2.0933
[6 empty] | 2029 | 2331.8589 | 0 | 236926.5168 | 284947.0013 | 7576.1082 | 22365.3863 | 0 | 0 | 252914.7189 | 150985.6863 | 24421.3698 | 982468.6466 | 2029 | 0.0042207 | 0 | 0.3388 | 1.1176 | 0.015819 | 0.039676 | 0 | 0 | 0.37937 | 0.075493 | 9.7685e-05 | 1.971
[6 empty] | 2030 | 1598.6135 | 0 | 217649.6945 | 243126.8815 | 7409.4087 | 19518.4992 | 0 | 0 | 290444.4605 | 178679.0578 | 29592.2403 | 988018.8561 | 2030 | 0.0028935 | 0 | 0.31124 | 0.95354 | 0.015471 | 0.034626 | 0 | 0 | 0.43567 | 0.08934 | 0.00011837 | 1.8429
RCFC: Supermarket | [5 empty] | Total usage (kg) | [12 empty] | Total usage (Mt CO2e)
[7 empty] | HCFC-22 | HCFC-123 | HFC-134a | HFC-404A | HFC-410A | HFC-407C | HFC-32 | HFC-Mix | GWP <2150 | GWP <1000 | GWP <10 | Total |  | HCFC-22 | HCFC-123 | HFC-134a | HFC-404A | HFC-410A | HFC-407C | HFC-32 | HFC-Mix | GWP <2150 | GWP <1000 | GWP <10 | Total
[6 empty] | 2019 | 13222.9005 | 0 | 141273.509 | 186214.269 | 0 | 0 | 0 | 0 | 6828.1122 | 0 | 57296.3633 | 404835.154 | 2019 | 0.023933 | 0 | 0.20202 | 0.73033 | 0 | 0 | 0 | 0 | 0.010242 | 0 | 0.00022919 | 0.96676
[6 empty] | 2020 | 10014.3637 | 0 | 137031.5356 | 182606.8404 | 0 | 0 | 0 | 0 | 7434.2682 | 0 | 63606.0111 | 400693.0191 | 2020 | 0.018126 | 0 | 0.19596 | 0.71618 | 0 | 0 | 0 | 0 | 0.011151 | 0 | 0.00025442 | 0.94167
[6 empty] | 2021 | 6741.6696 | 0 | 134014.4436 | 168840.3009 | 0 | 0 | 0 | 0 | 10295.4844 | 0 | 75400.7239 | 395292.6224 | 2021 | 0.012202 | 0 | 0.19164 | 0.66219 | 0 | 0 | 0 | 0 | 0.015443 | 0 | 0.0003016 | 0.88178
[6 empty] | 2022 | 3403.869 | 0 | 131058.1482 | 154842.4734 | 0 | 0 | 0 | 0 | 13212.0664 | 0 | 87357.9574 | 389874.5143 | 2022 | 0.006161 | 0 | 0.18741 | 0.60729 | 0 | 0 | 0 | 0 | 0.019818 | 0 | 0.00034943 | 0.82103
[6 empty] | 2023 | 0 | 0 | 128163.5109 | 140609.8849 | 0 | 0 | 0 | 0 | 16184.8247 | 0 | 99480.0899 | 384438.3104 | 2023 | 0 | 0 | 0.18327 | 0.55147 | 0 | 0 | 0 | 0 | 0.024277 | 0 | 0.00039792 | 0.75942
[6 empty] | 2024 | 0 | 0 | 125331.4044 | 123293.2606 | 0 | 0 | 0 | 0 | 19214.5801 | 0 | 111769.5309 | 379608.7761 | 2024 | 0 | 0 | 0.17922 | 0.48356 | 0 | 0 | 0 | 0 | 0.028822 | 0 | 0.00044708 | 0.69205
[6 empty] | 2025 | 0 | 0 | 122562.7123 | 105679.0143 | 0 | 0 | 0 | 0 | 22302.1644 | 0 | 124228.7216 | 374772.6126 | 2025 | 0 | 0 | 0.17526 | 0.41447 | 0 | 0 | 0 | 0 | 0.033453 | 0 | 0.00049691 | 0.62369
[6 empty] | 2026 | 0 | 0 | 108240.246 | 96302.0052 | 0 | 0 | 0 | 0 | 24772.7981 | 0 | 140898.5972 | 370213.6466 | 2026 | 0 | 0 | 0.15478 | 0.3777 | 0 | 0 | 0 | 0 | 0.037159 | 0 | 0.00056359 | 0.5702
[6 empty] | 2027 | 0 | 0 | 93755.2812 | 86785.8215 | 0 | 0 | 0 | 0 | 27289.7144 | 0 | 157822.7141 | 365653.5312 | 2027 | 0 | 0 | 0.13407 | 0.34037 | 0 | 0 | 0 | 0 | 0.040935 | 0 | 0.00063129 | 0.51601
[6 empty] | 2028 | 0 | 0 | 79105.3885 | 77128.3741 | 0 | 0 | 0 | 0 | 29853.5831 | 0 | 175004.79 | 361092.1356 | 2028 | 0 | 0 | 0.11312 | 0.3025 | 0 | 0 | 0 | 0 | 0.04478 | 0 | 0.00070002 | 0.4611
[6 empty] | 2029 | 0 | 0 | 64288.1065 | 67327.546 | 0 | 0 | 0 | 0 | 32465.0827 | 0 | 192448.5913 | 356529.3266 | 2029 | 0 | 0 | 0.091932 | 0.26406 | 0 | 0 | 0 | 0 | 0.048698 | 0 | 0.00076979 | 0.40546
[6 empty] | 2030 | 0 | 0 | 49300.9417 | 57381.1928 | 0 | 0 | 0 | 0 | 35124.9005 | 0 | 210157.9339 | 351964.9688 | 2030 | 0 | 0 | 0.0705 | 0.22505 | 0 | 0 | 0 | 0 | 0.052687 | 0 | 0.00084063 | 0.34908
RCFC: Transport | [5 empty] | Total usage (kg) | [12 empty] | Total usage (Mt CO2e)
[7 empty] | HCFC-22 | HCFC-123 | HFC-134a | HFC-404A | HFC-410A | HFC-407C | HFC-32 | HFC-Mix | GWP <2150 | GWP <1000 | GWP <10 | Total |  | HCFC-22 | HCFC-123 | HFC-134a | HFC-404A | HFC-410A | HFC-407C | HFC-32 | HFC-Mix | GWP <2150 | GWP <1000 | GWP <10 | Total
[6 empty] | 2019 | 2260.4712 | 0 | 12410.0746 | 28360.4513 | 0 | 7784.6869 | 0 | 0 | 4592.7173 | 0 | 0 | 55408.4013 | 2019 | 0.0040915 | 0 | 0.017746 | 0.11123 | 0 | 0.01381 | 0 | 0 | 0.0068891 | 0 | 0 | 0.15377
[6 empty] | 2020 | 1909.9805 | 0 | 13172.4331 | 28028.9444 | 0 | 8026.6431 | 0 | 0 | 3104.2342 | 0 | 0 | 54242.2354 | 2020 | 0.0034571 | 0 | 0.018837 | 0.10993 | 0 | 0.014239 | 0 | 0 | 0.0046564 | 0 | 0 | 0.15112
[6 empty] | 2021 | 1603.9373 | 0 | 13158.8521 | 27023.8212 | 0 | 7717.7218 | 0 | 0 | 4318.2679 | 274.237 | 294.5771 | 54391.4145 | 2021 | 0.0029031 | 0 | 0.018817 | 0.10599 | 0 | 0.013691 | 0 | 0 | 0.0064774 | 0.00013712 | 1.1783e-06 | 0.14801
[6 empty] | 2022 | 1341.6475 | 0 | 13316.2212 | 25857.218 | 0 | 7483.4372 | 0 | 0 | 5787.7184 | 586.8215 | 647.5991 | 55020.6631 | 2022 | 0.0024284 | 0 | 0.019042 | 0.10141 | 0 | 0.013276 | 0 | 0 | 0.0086816 | 0.00029341 | 2.5904e-06 | 0.14514
[6 empty] | 2023 | 1120.3149 | 0 | 13385.3438 | 24413.7307 | 0 | 7192.1845 | 0 | 0 | 7458.2935 | 938.1051 | 1059.1444 | 55567.1169 | 2023 | 0.0020278 | 0 | 0.019141 | 0.095751 | 0 | 0.012759 | 0 | 0 | 0.011187 | 0.00046905 | 4.2366e-06 | 0.14134
[6 empty] | 2024 | 935.1915 | 0 | 13354.1461 | 22706.8954 | 0 | 6844.0858 | 0 | 0 | 9321.6383 | 1328.4273 | 1529.2244 | 56019.6087 | 2024 | 0.0016927 | 0 | 0.019096 | 0.089056 | 0 | 0.012141 | 0 | 0 | 0.013982 | 0.00066421 | 6.1169e-06 | 0.13664
[6 empty] | 2025 | 780.4611 | 0 | 13201.4144 | 20770.7413 | 0 | 6430.9967 | 0 | 0 | 11367.0222 | 1758.0612 | 2057.6958 | 56366.3926 | 2025 | 0.0014126 | 0 | 0.018878 | 0.081463 | 0 | 0.011409 | 0 | 0 | 0.017051 | 0.00087903 | 8.2308e-06 | 0.1311
[6 empty] | 2026 | 650.4395 | 0 | 12508.809 | 19063.7665 | 0 | 5848.9199 | 0 | 0 | 13166.7596 | 2485.9587 | 2837.3022 | 56561.9554 | 2026 | 0.0011773 | 0 | 0.017888 | 0.074768 | 0 | 0.010376 | 0 | 0 | 0.01975 | 0.001243 | 1.1349e-05 | 0.12521
[6 empty] | 2027 | 540.4109 | 0 | 11619.936 | 17362.2095 | 0 | 5176.0036 | 0 | 0 | 14962.1417 | 3288.0943 | 3705.7372 | 56654.5331 | 2027 | 0.00097814 | 0 | 0.016617 | 0.068095 | 0 | 0.0091822 | 0 | 0 | 0.022443 | 0.001644 | 1.4823e-05 | 0.11897
[6 empty] | 2028 | 446.8024 | 0 | 10559.7239 | 15672.96 | 0 | 4423.7586 | 0 | 0 | 16737.3255 | 4162.7154 | 4660.3279 | 56663.6138 | 2028 | 0.00080871 | 0 | 0.0151 | 0.061469 | 0 | 0.0078477 | 0 | 0 | 0.025106 | 0.0020814 | 1.8641e-05 | 0.11243
[6 empty] | 2029 | 366.9368 | 0 | 9369.996 | 13985.0011 | 0 | 3614.0839 | 0 | 0 | 18475.4652 | 5106.06 | 5696.1113 | 56613.6544 | 2029 | 0.00066416 | 0 | 0.013399 | 0.054849 | 0 | 0.0064114 | 0 | 0 | 0.027713 | 0.002553 | 2.2784e-05 | 0.10561
[6 empty] | 2030 | 298.7385 | 0 | 8092.3084 | 12288.2591 | 0 | 2770.1526 | 0 | 0 | 20159.8865 | 6112.3623 | 6805.8168 | 56527.5242 | 2030 | 0.00054072 | 0 | 0.011572 | 0.048195 | 0 | 0.0049143 | 0 | 0 | 0.03024 | 0.0030562 | 2.7223e-05 | 0.098545
RCFC: Total | [5 empty] | Total usage (kg) | [12 empty] | Total usage (Mt CO2e)
[7 empty] | HCFC-22 | HCFC-123 | HFC-134a | HFC-404A | HFC-410A | HFC-407C | HFC-32 | HFC-Mix | GWP <2150 | GWP <1000 | GWP <10 | Total |  | HCFC-22 | HCFC-123 | HFC-134a | HFC-404A | HFC-410A | HFC-407C | HFC-32 | HFC-Mix | GWP <2150 | GWP <1000 | GWP <10 | Total
[6 empty] | 2019 | 42844.0734 | 0 | 455611.1713 | 812588.6638 | 3365.9578 | 34283.8828 | 0 | 0 | 41335.6733 | 757.5224 | 59890.821 | 1450677.7656 | 2019 | 0.077548 | 0 | 0.65152 | 3.187 | 0.0070281 | 0.06082 | 0 | 0 | 0.062004 | 0.00037876 | 0.00023956 | 4.0465
[6 empty] | 2020 | 35207.9273 | 0 | 452483.1816 | 786185.1704 | 4073.9843 | 37401.606 | 0 | 0 | 40007.6051 | 989.9189 | 66879.3469 | 1423228.7406 | 2020 | 0.063726 | 0 | 0.64705 | 3.0834 | 0.0085065 | 0.06635 | 0 | 0 | 0.060011 | 0.00049496 | 0.00026752 | 3.9298
[6 empty] | 2021 | 27853.1769 | 0 | 458966.3468 | 760367.1803 | 4746.4827 | 37494.63 | 0 | 0 | 59465.1295 | 10644.2939 | 80408.7546 | 1439945.9947 | 2021 | 0.050414 | 0 | 0.65632 | 2.9822 | 0.0099107 | 0.066515 | 0 | 0 | 0.089198 | 0.0053221 | 0.00032164 | 3.8602
[6 empty] | 2022 | 20817.6495 | 0 | 457057.6829 | 718548.6421 | 5384.5622 | 37687.169 | 0 | 0 | 81696.0071 | 21664.8626 | 94613.8108 | 1437470.3863 | 2022 | 0.03768 | 0 | 0.65359 | 2.8181 | 0.011243 | 0.066857 | 0 | 0 | 0.12254 | 0.010832 | 0.00037846 | 3.7213
[6 empty] | 2023 | 14128.7493 | 0 | 453359.1746 | 673160.9323 | 5979.8272 | 37722.359 | 0 | 0 | 106674.3481 | 34122.087 | 109500.06 | 1434647.5374 | 2023 | 0.025573 | 0 | 0.6483 | 2.6401 | 0.012486 | 0.066919 | 0 | 0 | 0.16001 | 0.017061 | 0.000438 | 3.5709
[6 empty] | 2024 | 11269.9181 | 0 | 447797.0844 | 621458.6384 | 6524.607 | 37604.4533 | 0 | 0 | 134431.8968 | 48042.3115 | 125067.4636 | 1432196.373 | 2024 | 0.020399 | 0 | 0.64035 | 2.4374 | 0.013623 | 0.06671 | 0 | 0 | 0.20165 | 0.024021 | 0.00050027 | 3.4046
[6 empty] | 2025 | 8831.9289 | 0 | 440289.4561 | 566343.0435 | 7014.2298 | 37333.8819 | 0 | 0 | 164996.5874 | 63452.238 | 141313.8988 | 1429575.2645 | 2025 | 0.015986 | 0 | 0.62961 | 2.2212 | 0.014646 | 0.06623 | 0 | 0 | 0.24749 | 0.031726 | 0.00056526 | 3.2275
[6 empty] | 2026 | 6791.3916 | 0 | 415197.1698 | 520704.0736 | 7356.9798 | 35075.2314 | 0 | 0 | 196866.7194 | 83892.8773 | 162562.4981 | 1428446.9411 | 2026 | 0.012292 | 0 | 0.59373 | 2.0422 | 0.015361 | 0.062223 | 0 | 0 | 0.2953 | 0.041946 | 0.00065025 | 3.0637
[6 empty] | 2027 | 5113.3809 | 0 | 387193.8315 | 472663.3532 | 7558.0076 | 32409.0674 | 0 | 0 | 231405.3253 | 106396.3219 | 184663.6417 | 1427402.9296 | 2027 | 0.0092552 | 0 | 0.55369 | 1.8538 | 0.015781 | 0.057494 | 0 | 0 | 0.34711 | 0.053198 | 0.00073865 | 2.891
[6 empty] | 2028 | 3760.4453 | 0 | 356206.8253 | 422322.2999 | 7627.5684 | 29364.5448 | 0 | 0 | 268632.1213 | 130995.1004 | 207618.4512 | 1426527.3566 | 2028 | 0.0068064 | 0 | 0.50938 | 1.6563 | 0.015926 | 0.052093 | 0 | 0 | 0.40295 | 0.065498 | 0.00083047 | 2.7098
[6 empty] | 2029 | 2698.8031 | 0 | 322146.9626 | 369884.5039 | 7576.1082 | 25979.4713 | 0 | 0 | 308554.9896 | 157715.4495 | 231432.7013 | 1425988.9896 | 2029 | 0.0048848 | 0 | 0.46067 | 1.4507 | 0.015819 | 0.046088 | 0 | 0 | 0.46283 | 0.078858 | 0.00092573 | 2.5208
[6 empty] | 2030 | 1897.353 | 0 | 284912.9678 | 315692.2994 | 7409.4087 | 22288.6519 | 0 | 0 | 351155.7225 | 186571.8435 | 256113.6548 | 1426041.9017 | 2030 | 0.0034342 | 0 | 0.40743 | 1.2381 | 0.015471 | 0.03954 | 0 | 0 | 0.52673 | 0.093286 | 0.0010245 | 2.3251
Note on Y4: De-select years on filter to reduce year range.
Note on AY6: Total includes HCFCs

## Aust-NA Transition Concept (hidden)
Australian emission reduction based on NA proposal
AR4 GWPs |  |  |  |  | Scenario 1
Year |  | Annual | Baseline |  |  | 1% | 22% | 41% | 30% | 1% | 4% | 1% |  |  |  | 1810 | 77 | 1430 | 3922 | 2088 | 1774 | 675 | 3220 | 1500 | 500 | 4 |  |  | 1810 | 77 | 1430 | 3922 | 2088 | 1774 | 675 | 3220 | 1500 | 500 | 4
|  | Cut % | Annual (Mt CO2e) |  | Baseline | DR | RCFC | AC | MAC | Fm | FP | Other | Annual (Mt CO2e) |  | Baseline | HCFC-22 | HCFC-123 | HCF-134a | HCF-404A | HCF-410A | HCF-407C | HCF-32 | HFC-Mix | GWP <2150 | GWP <1000 | GWP <10 | Annual (t) |  | HCFC-22 | HCFC-123 | HCF-134a | HCF-404A | HCF-410A | HCF-407C | HCF-32 | HFC-Mix | GWP <2150 | GWP <1000 | GWP <10 | Annual (t)
| 2013 | 100% | 9.9549 | 2013 | 9.9549 | 0.077729 | 1.71 | 3.1869 | 2.3319 | 0.077729 | 0.31092 | 0.077729 | 7.7729 | 2013 | 4639 | 565 | 40 | 1735 | 600 | 425 | 125 | 0 | 230 | 0 | 0 | 0 | 3720 | 2013
| 2014 | 100% | 9.9549 | 2014 | 9.9549 | 0.073843 | 1.6416 | 3.1232 | 2.2619 | 0.072288 | 0.27982 | 0.07462 | 7.5273 | 2014 | 4639 | 395.5 | 36 | 1700.3 | 588 | 446.25 | 125 | 5 | 230 | 0 | 0 | 268.35 | 3794.4 | 2014 | -30% | -10% | -2% | -2% | 5% | 0% | 40% | 0% | 0% | 0% | 0% | 2%
| 2015 | 100% | 9.9549 | 2015 | 9.9549 | 0.07015 | 1.576 | 3.0607 | 2.1941 | 0.067228 | 0.25184 | 0.071635 | 7.2916 | 2015 | 4639 | 237.3 | 32.4 | 1666.294 | 576.24 | 468.5625 | 125 | 7 | 230 | 0 | 0 | 527.4915 | 3870.288 | 2015 | -30% | -10% | -2% | -2% | 5% | 0% | 40% | 0% | 0% | 0% | 0% | 2%
1 | 2016 | 90% | 9.9549 | 2016 | 8.9594 | 0.066643 | 1.5129 | 2.9995 | 2.1282 | 0.062522 | 0.22666 | 0.06877 | 7.0652 | 2016 | 4639 | 142.38 | 29.16 | 1632.9681 | 564.7152 | 491.9906 | 125 | 9.8 | 230 | 0 | 0 | 721.6798 | 3947.6938 | 2016 | -30% | -10% | -2% | -2% | 5% | 0% | 40% | 0% | 0% | 0% | 0% | 2%
2 | 2017 | 90% | 9.9549 | 2017 | 8.9594 | 0.063311 | 1.4524 | 2.9395 | 2.0644 | 0.058145 | 0.20399 | 0.066019 | 6.8478 | 2017 | 4639 | 85.428 | 26.244 | 1600.3088 | 553.4209 | 504.2904 | 123.75 | 13.72 | 230 | 0 | 0 | 889.4856 | 4026.6476 | 2017 | -30% | -10% | -2% | -2% | 2.5% | -1% | 40% | 0% | 0% | 0% | 0% | 2%
3 | 2018 | 90% | 9.9549 | 2018 | 8.9594 | 0.060145 | 1.3943 | 2.8807 | 2.0025 | 0.054075 | 0.18359 | 0.063378 | 6.6387 | 2018 | 4639 | 51.2568 | 23.6196 | 1568.3026 | 542.3525 | 516.8977 | 122.5125 | 19.208 | 230 | 0 | 0 | 1033.031 | 4107.1806 | 2018 | -30% | -10% | -2% | -2% | 2.5% | -1% | 40% | 0% | 0% | 0% | 0% | 2%
4 | 2019 | 90% | 9.9549 | 2019 | 8.9594 | 0.057138 | 1.3385 | 2.8231 | 1.9424 | 0.05029 | 0.16523 | 0.060843 | 6.4375 | 2019 | 4639 | 30.7541 | 21.2576 | 1536.9365 | 531.5054 | 529.8201 | 121.2874 | 26.8912 | 230 | 0 | 0 | 1160.8719 | 4189.3242 | 2019 | -30% | -10% | -2% | -2% | 2.5% | -1% | 40% | 0% | 0% | 0% | 0% | 2%
5 | 2020 | 90% | 9.9549 | 2020 | 8.9594 | 0.054281 | 1.285 | 2.7666 | 1.8841 | 0.04677 | 0.14871 | 0.058409 | 6.2439 | 2020 | 4639 | 18.4524 | 19.1319 | 1506.1978 | 520.8753 | 543.0656 | 120.0745 | 37.6477 | 230 | 0 | 0 | 1277.6655 | 4273.1107 | 2020 | -30% | -10% | -2% | -2% | 2.5% | -1% | 40% | 0% | 0% | 0% | 0% | 2%
6 | 2021 | 90% | 9.9549 | 2021 | 8.9594 | 0.051567 | 1.2336 | 2.7113 | 1.8276 | 0.043496 | 0.13384 | 0.056073 | 6.0575 | 2021 | 4639 | 11.0715 | 17.2187 | 1476.0738 | 510.4578 | 548.4962 | 118.8738 | 52.7068 | 230 | 0 | 0 | 1393.6743 | 4358.5729 | 2021 | -30% | -10% | -2% | -2% | 1% | -1% | 40% | 0% | 0% | 0% | 0% | 2%
7 | 2022 | 90% | 9.9549 | 2022 | 8.9594 | 0.048989 | 1.1843 | 2.6571 | 1.7728 | 0.040451 | 0.12046 | 0.05383 | 5.8778 | 2022 | 4639 | 6.6429 | 15.4968 | 1446.5524 | 500.2487 | 553.9812 | 117.685 | 73.7895 | 230 | 0 | 0 | 1501.3479 | 4445.7444 | 2022 | -30% | -10% | -2% | -2% | 1% | -1% | 40% | 0% | 0% | 0% | 0% | 2%
8 | 2023 | 65% | 9.9549 | 2023 | 6.4707 | 0.046539 | 1.1369 | 2.6039 | 1.7196 | 0.037619 | 0.10841 | 0.051677 | 5.7046 | 2023 | 4639 | 3.9857 | 13.9471 | 1417.6213 | 490.2437 | 559.521 | 116.5082 | 103.3052 | 230 | 0 | 0 | 1599.5269 | 4534.6592 | 2023 | -30% | -10% | -2% | -2% | 1% | -1% | 40% | 0% | 0% | 0% | 0% | 2%
9 | 2024 | 65% | 9.9549 | 2024 | 6.4707 | 0.044212 | 1.0914 | 2.5518 | 1.668 | 0.034986 | 0.097569 | 0.04961 | 5.5376 | 2024 | 4639 | 2.3914 | 12.5524 | 1389.2689 | 480.4388 | 559.521 | 115.3431 | 144.6273 | 230 | 0 | 0 | 1691.2094 | 4625.3524 | 2024 | -30% | -10% | -2% | -2% | 0% | -1% | 40% | 0% | 0% | 0% | 0% | 2%
10 | 2025 | 65% | 9.9549 | 2025 | 6.4707 | 0.042002 | 1.0478 | 2.5008 | 1.618 | 0.032537 | 0.087812 | 0.047625 | 5.3765 | 2025 | 4639 | 1.4349 | 11.2972 | 1361.4835 | 470.83 | 559.521 | 114.1897 | 202.4783 | 230 | 0 | 0 | 1766.6249 | 4717.8595 | 2025 | -30% | -10% | -2% | -2% | 0% | -1% | 40% | 0% | 0% | 0% | 0% | 2%
11 | 2026 | 65% | 9.9549 |  | 83.25% | 54.04% | 61.27% | 78.47% | 69.38% | 41.86% | 28.24% | 61.27% | 54.01%
12 | 2027 | 65% | 9.9549
13 | 2028 | 65% | 9.9549 | [11 empty] | Baseline | HCFC-22 | HCFC-123 | HCF-134a | HCF-404A | HCF-410A | HCF-407C | HCF-32 | HFC-Mix | GWP <2150 | GWP <1000 | GWP <10 | Annual (t)
14 | 2029 | 30% | 9.9549 | [10 empty] | 2013 | 9.9549 | 1.0227 | 0.00308 | 2.4811 | 2.3532 | 0.8874 | 0.22175 | 0 | 0.7406 | 0 | 0 | 0 | 7.7097
15 | 2030 | 30% | 9.9549 | [10 empty] | 2014 | 9.9549 | 0.71586 | 0.002772 | 2.4314 | 2.3061 | 0.93177 | 0.22175 | 0.003375 | 0.7406 | 0 | 0 | 0.0010734 | 7.3548
16 | 2031 | 30% | 9.9549 | [10 empty] | 2015 | 9.9549 | 0.42951 | 0.0024948 | 2.3828 | 2.26 | 0.97836 | 0.22175 | 0.004725 | 0.7406 | 0 | 0 | 0.00211 | 7.0224
17 | 2032 | 30% | 9.9549 | [10 empty] | 2016 | 8.9594 | 0.25771 | 0.0022453 | 2.3351 | 2.2148 | 1.0273 | 0.22175 | 0.006615 | 0.7406 | 0 | 0 | 0.0028867 | 6.809
18 | 2033 | 15% | 9.9549 | [10 empty] | 2017 | 8.9594 | 0.15462 | 0.0020208 | 2.2884 | 2.1705 | 1.053 | 0.21953 | 0.009261 | 0.7406 | 0 | 0 | 0.0035579 | 6.6415
19 | 2034 | 15% | 9.9549 | [10 empty] | 2018 | 8.9594 | 0.092775 | 0.0018187 | 2.2427 | 2.1271 | 1.0793 | 0.21734 | 0.012965 | 0.7406 | 0 | 0 | 0.0041321 | 6.5187
20 | 2035 | 15% | 9.9549 | [10 empty] | 2019 | 8.9594 | 0.055665 | 0.0016368 | 2.1978 | 2.0846 | 1.1063 | 0.21516 | 0.018152 | 0.7406 | 0 | 0 | 0.0046435 | 6.4245
21 | 2036 | 15% | 9.9549 | [10 empty] | 2020 | 8.9594 | 0.033399 | 0.0014732 | 2.1539 | 2.0429 | 1.1339 | 0.21301 | 0.025412 | 0.7406 | 0 | 0 | 0.0051107 | 6.3497
22 | 2037 | 15% | 9.9549 | [10 empty] | 2021 | 8.9594 | 0.020039 | 0.0013258 | 2.1108 | 2.002 | 1.1453 | 0.21088 | 0.035577 | 0.7406 | 0 | 0 | 0.0055747 | 6.2721
23 | 2038 | 15% | 9.9549 | [10 empty] | 2022 | 8.9594 | 0.012024 | 0.0011933 | 2.0686 | 1.962 | 1.1567 | 0.20877 | 0.049808 | 0.7406 | 0 | 0 | 0.0060054 | 6.2057
24 | 2039 | 15% | 9.9549 | [10 empty] | 2023 | 6.4707 | 0.0072142 | 0.0010739 | 2.0272 | 1.9227 | 1.1683 | 0.20669 | 0.069731 | 0.7406 | 0 | 0 | 0.0063981 | 6.1499
25 | 2040 | 15% | 9.9549 | [10 empty] | 2024 | 6.4707 | 0.0043285 | 0.00096654 | 1.9867 | 1.8843 | 1.1683 | 0.20462 | 0.097623 | 0.7406 | 0 | 0 | 0.0067648 | 6.0941
26 | 2041 | 15% | 9.9549 | [10 empty] | 2025 | 6.4707 | 0.0025971 | 0.00086988 | 1.9469 | 1.8466 | 1.1683 | 0.20257 | 0.13667 | 0.7406 | 0 | 0 | 0.0070665 | 6.0522
27 | 2042 | 15% | 9.9549
28 | 2043 | 15% | 9.9549
29 | 2044 | 15% | 9.9549
30 | 2045 | 15% | 9.9549
31 | 2046 | 15% | 9.9549
32 | 2047 | 15% | 9.9549
33 | 2048 | 15% | 9.9549
34 | 2049 | 15% | 9.9549
35 | 2050 | 15% | 9.9549
| BAU |  | 378.2866
AR4 GWPs
Year |  | Annual | Baseline
|  | Cut % | Annual (Mt CO2e)
| 2013 | 100% | 9.9551
| 2014 | 100% | 9.9551
| 2015 | 100% | 9.9551
1 | 2016 | 90% | 9.9551
2 | 2017 | 90% | 9.9551
3 | 2018 | 90% | 9.9551
4 | 2019 | 90% | 9.9551
5 | 2020 | 90% | 9.9551
6 | 2021 | 90% | 9.9551
7 | 2022 | 90% | 9.9551
8 | 2023 | 65% | 9.9551
9 | 2024 | 65% | 9.9551
10 | 2025 | 65% | 9.9551
11 | 2026 | 65% | 9.9551
12 | 2027 | 65% | 9.9551
13 | 2028 | 65% | 9.9551
14 | 2029 | 30% | 9.9551
15 | 2030 | 30% | 9.9551
16 | 2031 | 30% | 9.9551
17 | 2032 | 30% | 9.9551
18 | 2033 | 15% | 9.9551
19 | 2034 | 15% | 9.9551
20 | 2035 | 15% | 9.9551
21 | 2036 | 15% | 9.9551
22 | 2037 | 15% | 9.9551
23 | 2038 | 15% | 9.9551
24 | 2039 | 15% | 9.9551
25 | 2040 | 15% | 9.9551
26 | 2041 | 15% | 9.9551
27 | 2042 | 15% | 9.9551
28 | 2043 | 15% | 9.9551
29 | 2044 | 15% | 9.9551
30 | 2045 | 15% | 9.9551
31 | 2046 | 15% | 9.9551
32 | 2047 | 15% | 9.9551
33 | 2048 | 15% | 9.9551
34 | 2049 | 15% | 9.9551
35 | 2050 | 15% | 9.9551

## Aust-NA Proposal (hidden)
Australian emission reduction based on NA proposal
AR2 GWPs | [5 empty] | AR2 GWPs
Year |  | Annual | Baseline | Cumulative | Cumulative
|  | Cut % | Annual (Mt CO2e) | Emissions (Mt CO2e) | Reduction Mt CO2e
| 2013 | 100% | 8.5374 | 8.5374 | 0
| 2014 | 100% | 8.5374 | 17.0748 | 0
| 2015 | 100% | 8.5374 | 25.6122 | 0
1 | 2016 | 90% | 8.5374 | 34.1496 | 0.85374
2 | 2017 | 90% | 8.5374 | 42.687 | 1.7075
3 | 2018 | 90% | 8.5374 | 51.2243 | 2.5612
4 | 2019 | 90% | 8.5374 | 59.7617 | 3.415
5 | 2020 | 90% | 8.5374 | 68.2991 | 4.2687
6 | 2021 | 90% | 8.5374 | 76.8365 | 5.1224
7 | 2022 | 90% | 8.5374 | 85.3739 | 5.9762
8 | 2023 | 65% | 8.5374 | 93.9113 | 8.9643
9 | 2024 | 65% | 8.5374 | 102.4487 | 11.9523
10 | 2025 | 65% | 8.5374 | 110.9861 | 14.9404
11 | 2026 | 65% | 8.5374 | 119.5235 | 17.9285 | Figure XX: Cumulative emission reduction in Mt CO2e (AR2 GWP) for Non-Article 5 Counties (includes Australia)
12 | 2027 | 65% | 8.5374 | 128.0609 | 20.9166
13 | 2028 | 65% | 8.5374 | 136.5982 | 23.9047
14 | 2029 | 30% | 8.5374 | 145.1356 | 29.8809
15 | 2030 | 30% | 8.5374 | 153.673 | 35.857
16 | 2031 | 30% | 8.5374 | 162.2104 | 41.8332
17 | 2032 | 30% | 8.5374 | 170.7478 | 47.8094
18 | 2033 | 15% | 8.5374 | 179.2852 | 55.0662
19 | 2034 | 15% | 8.5374 | 187.8226 | 62.323
20 | 2035 | 15% | 8.5374 | 196.36 | 69.5797
21 | 2036 | 15% | 8.5374 | 204.8974 | 76.8365
22 | 2037 | 15% | 8.5374 | 213.4348 | 84.0933
23 | 2038 | 15% | 8.5374 | 221.9722 | 91.3501
24 | 2039 | 15% | 8.5374 | 230.5095 | 98.6069
25 | 2040 | 15% | 8.5374 | 239.0469 | 105.8636
26 | 2041 | 15% | 8.5374 | 247.5843 | 113.1204
27 | 2042 | 15% | 8.5374 | 256.1217 | 120.3772
28 | 2043 | 15% | 8.5374 | 264.6591 | 127.634
29 | 2044 | 15% | 8.5374 | 273.1965 | 134.8908
30 | 2045 | 15% | 8.5374 | 281.7339 | 142.1476
31 | 2046 | 15% | 8.5374 | 290.2713 | 149.4043
32 | 2047 | 15% | 8.5374 | 298.8087 | 156.6611
33 | 2048 | 15% | 8.5374 | 307.3461 | 163.9179
34 | 2049 | 15% | 8.5374 | 315.8835 | 171.1747
35 | 2050 | 15% | 8.5374 | 324.4208 | 178.4315
| BAU |  | 324.4208 |  |  | AR4 GWPs
AR4 GWPs
Year |  | Annual | Baseline | Cumulative | Cumulative
|  | Cut % | Annual (Mt CO2e) | Emissions (Mt CO2e) | Reduction Mt CO2e
| 2013 | 100% | 9.9551 | 9.9551 | 0
| 2014 | 100% | 9.9551 | 19.9103 | 0
| 2015 | 100% | 9.9551 | 29.8654 | 0
1 | 2016 | 90% | 9.9551 | 39.8205 | 0.99551
2 | 2017 | 90% | 9.9551 | 49.7757 | 1.991
3 | 2018 | 90% | 9.9551 | 59.7308 | 2.9865
4 | 2019 | 90% | 9.9551 | 69.6859 | 3.9821
5 | 2020 | 90% | 9.9551 | 79.641 | 4.9776
6 | 2021 | 90% | 9.9551 | 89.5962 | 5.9731
7 | 2022 | 90% | 9.9551 | 99.5513 | 6.9686
8 | 2023 | 65% | 9.9551 | 109.5064 | 10.4529
9 | 2024 | 65% | 9.9551 | 119.4616 | 13.9372
10 | 2025 | 65% | 9.9551 | 129.4167 | 17.4215 | Figure XX: Cumulative emission reduction in Mt CO2e (AR4 GWP) for Non-Article 5 Counties (includes Australia)
11 | 2026 | 65% | 9.9551 | 139.3718 | 20.9058
12 | 2027 | 65% | 9.9551 | 149.327 | 24.3901
13 | 2028 | 65% | 9.9551 | 159.2821 | 27.8744
14 | 2029 | 30% | 9.9551 | 169.2372 | 34.843
15 | 2030 | 30% | 9.9551 | 179.1923 | 41.8115
16 | 2031 | 30% | 9.9551 | 189.1475 | 48.7801
17 | 2032 | 30% | 9.9551 | 199.1026 | 55.7487
18 | 2033 | 15% | 9.9551 | 209.0577 | 64.2106
19 | 2034 | 15% | 9.9551 | 219.0129 | 72.6725
20 | 2035 | 15% | 9.9551 | 228.968 | 81.1343
21 | 2036 | 15% | 9.9551 | 238.9231 | 89.5962
22 | 2037 | 15% | 9.9551 | 248.8783 | 98.058
23 | 2038 | 15% | 9.9551 | 258.8334 | 106.5199
24 | 2039 | 15% | 9.9551 | 268.7885 | 114.9818
25 | 2040 | 15% | 9.9551 | 278.7436 | 123.4436
26 | 2041 | 15% | 9.9551 | 288.6988 | 131.9055
27 | 2042 | 15% | 9.9551 | 298.6539 | 140.3673
28 | 2043 | 15% | 9.9551 | 308.609 | 148.8292
29 | 2044 | 15% | 9.9551 | 318.5642 | 157.2911
30 | 2045 | 15% | 9.9551 | 328.5193 | 165.7529
31 | 2046 | 15% | 9.9551 | 338.4744 | 174.2148
32 | 2047 | 15% | 9.9551 | 348.4296 | 182.6766
33 | 2048 | 15% | 9.9551 | 358.3847 | 191.1385
34 | 2049 | 15% | 9.9551 | 368.3398 | 199.6004
35 | 2050 | 15% | 9.9551 | 378.2949 | 208.0622