## Sheet1 (hidden)
Tables
End-use licensing controls of ODS and SGGs, enforced under the Act in Australia, are calculated to have avoided the equivalent of 24.7 Mt of CO2 (68%ODS / 32%SGG) emissions between 2003 and 2013, as a result of reducing direct emissions of ODS and SGGs. These controls are projected to avoid a further 59.3 Mt CO2e (57%ODS / 43%SGG) of direct emissions of ODS and SGGs in the period from 2014 to 2030.
Direct emissions estimated to be avoided
| Improvement measure | ODS | SGG | Total | ODS | SGG | Total
|  | 2003 to 2013 |  |  | 2014 to 2030.
The EUCE Model calculates that the introduction of end-use licensing controls and trading authorisations, in a process starting in 2003, has avoided direct emissions between 2003 and 2013 equivalent to 24.7 Mt of CO2 (68%ODS / 32%SGG) | [7 empty] | Mt of CO2 (68%ODS / 32%SGG)
§ Improvements in reducing handling losses and leaks from all classes of RAC equipment 19.37 Mt CO2e avoided (72%ODS / 28%SGG); | Improvements in reducing handling losses and leaks from all classes of RAC equipment |  |  | 19.37 |  |  | 43.67
§ The continuation of Refrigerant Reclaim Australia’s industry stewardship scheme and its expansion to SGGs 3.28 Mt CO2e avoided (65%ODS / 35%SGG); | The continuation of Refrigerant Reclaim Australia’s industry stewardship scheme and its expansion to SGGs |  |  | 3.28 |  |  | 12.74
§ The banning of disposable cylinders and a delayed move by wholesalers to centralised decanting of bulk ODS and SGGs 1.69 Mt CO2e avoided (33%ODS / 67%SGG); and, | The banning of disposable cylinders and a delayed move by wholesalers to centralised decanting of bulk |  |  | 1.69 |  |  | 1.61
§ Improvements in reducing handling losses and leaks from all classes of fire protection systems as a result of the Act produced a modest reduction in emissions of 0.33 Mt CO2e avoided (0%ODS / 100%SGG) between 2003 and 2013. | Improvements in reducing handling losses and leaks from all classes of fire protection systems |  |  | 0.33 |  |  | 1.31
|  |  |  | 24.67 |  |  | 59.33
Projected Emissions Abatement 2014 – 2030 | Indirect emissions reductions, as a result of reduced energy use |  |  | 3.6 |  |  | 7
The EUCE Model projects that end-use licensing controls and trading authorisations currently in place will avoid total direct emissions, over the projection period from 2014 to 2030, equivalent to 59.3 Mt CO2 (57%ODS / 43%SGG). | Direct emissions projected to be avoided: 2014 to 2030. |  |  | 59.3
§ Improvements in handling losses and leaks from all classes of RAC equipment 43.67 Mt CO2e avoided (68%ODS / 32%SGG); | Improvements in handling losses and leaks from all classes of RAC equipment |  |  | 43.67
§ The continuation of Refrigerant Reclaim Australia’s industry stewardship scheme 12.74 Mt avoided (CO2e 32%ODS / 68%SGG); | The continuation of Refrigerant Reclaim Australia’s industry stewardship scheme |  |  | 12.74
§ Decreasing but continuing abatement resulting from the early ban of disposable cylinders 1.61 Mt CO2e avoided (11%ODS / 89%SGG); and, | Decreasing but continuing abatement resulting from the early ban of disposable cylinders |  |  | 1.61
§ Improvements in reducing handling losses and leaks from all classes of fire protection systems that employ SGGs 1.31 Mt CO2e avoided (0%ODS/ 100%SGG). |  |  |  | 1.31
indirect emissions reductions, as a result of reduced energy use, of at least 3.6 Mt CO2 between 2003 and 2013, and are projected to avoid a further 7 Mt CO2 between 2014 and 2030. |  |  |  | 59.33 | Mt CO2e (57%ODS / 43%SGG)
7

## Appendix B Index
Cold Hard Facts 2019
Appendix B: | Issue: | Model V1.00
B1: CHF3 Taxonomy | Date: | 2019-09-17
B2.1: New equipment sales mix by equipment type: Input units | Prepared by: | Peter Brodribb
B2.2: New equipment sales mix by product category: Refrigerant mass outputs | Company: | Expert Group
B3: Bank projections by class and segment | Scenarios selected | BAU
B4.1: Bulk imports and pre-charged equipment imports | Sales Mix | Sales Mix BAU
B4.2: Stationary AC: Pre-charged equipment imports | Leak Rates | Leak Rates BAU
B5: Usage in tonnes, and CO2e versus phase down schedules | Bank | Actual
Disclaimer
The views and opinions expressed in this publication are those of the authors and do not necessarily reflect those of the Australian Government or Minister for the Environment and the Minister for Energy and Emissions Reduction. While reasonable efforts have been made to ensure that the contents of this publication are factually correct, the Commonwealth does not accept responsibility for the accuracy or completeness of the contents, and shall not be liable for any loss or damage that may be occasioned directly or indirectly through the use of, or reliance on, the contents of this publication. ISBN: XX For bibliographic purposes this report may be cited as: Cold Hard Facts 2019, Peter Brodribb and Michael McCann 2019, Canberra. This work is copyright. You may download, display, print and reproduce this material in unaltered form only (retaining this notice) for your personal, non-commercial use or use within your organisation. Apart from any use as permitted under the Copyright Act 1968, all other rights are reserved. Requests and enquiries concerning reproduction and rights should be addressed to Department of the Environment and Energy, Public Affairs, GPO Box 787 Canberra ACT 2601 or email public.affairs@environment.gov.au.

## B1.CHF3.Taxonomy
CHF3 Taxonomy
© Copyright Commonwealth of Australia 2019
Item no | Class | Segment | Application | Category Code | Product category
STATIONARY AIR CONDITIONING
1 | Stationary air conditioning (AC) | AC1: Small AC: Self-contained | Window/wall | AC1-1 | Non-Ducted: Unitary 0-10 kWr
2 |  |  | Portable AC | AC1-2 | Portable AC 0-10 kWr
3 |  | AC2: Small AC: Split | Single split: non-ducted | AC2-1 | Single split system: non-ducted: 1-phase
4 |  |  | Single split: non-ducted | AC2-2 | Single split system: non-ducted: 3-phase
5 |  | AC3: Medium AC: Ducted & light commercial | Domestic & light commercial | AC3-1 | Single split system: ducted: 1-phase
6 |  |  | Domestic & light commercial | AC3-2 | Single split system: ducted: 3-phase
7 |  |  | Light commercial | AC3-3 | RT Packaged systems
8 |  |  | Domestic & light commercial | AC3-4 | Multi split
9 |  |  | Light commercial | AC3-5 | VRV/VRF split systems
10 |  |  | Light commercial | AC3-6 | Close control
11 |  |  | Light commercial | AC3-7 | HW heat pump: commercial
12 |  |  | Domestic & light commercial | AC3-8 | Pool heat pump
13 |  | AC4: Large AC: Chillers | Chillers | AC4-1 | <350 kWr
14 |  |  | Chillers | AC4-2 | >500 & <1000 kWr
15 |  |  | Chillers | AC4-3 | >500 & <1000 kWr
16 |  |  | Chillers | AC4-4 | >1000 kWr
17 |  | AC5: Other | HW Heat pumps | AC5-1 | HW heat pump: domestic
18 |  |  | Heat pump clothes dryers | AC5-2 | Heat pump clothes dryers
MOBILE AIR CONDITIONING
19 | Mobile air conditioning (MAC) | MAC1: Small Mobile AC | Registered vehicles <3.5t GVM | MAC1-1 | Passenger vehicles
20 |  |  | Registered vehicles <3.5t GVM | MAC1-2 | Light commercial vehicles
21 |  |  | Registered vehicles <3.5t GVM | MAC1-3 | Rigid truck and other
22 |  |  | Registered vehicles ≥3.5t GVM | MAC1-4 | Truck: articulated
23 |  |  | Registered vehicles ≥3.5t GVM | MAC1-5 | Commuter buses
24 |  | MAC2: Large Mobile AC | Registered vehicles ≥4.5t & <12t GVM | MAC2-1 | Buses and coaches: Small
25 |  |  | Registered vehicles ≥12t GVM | MAC2-2 | Buses and coaches: Large
26 |  |  | Rail | MAC2-3 | Passenger rail
27 |  |  | Rail | MAC2-4 | Locomotive
28 |  |  | Vehicles: RV and caravan | MAC2-5 | RV and caravan
29 |  |  | Un-registered | MAC2-6 | Off-road, defence and other.
30 |  |  | Marine | MAC2-7 | Registered marine vessels and pleasure craft.
REFRIGERATED COLD FOOD CHAIN | [5 empty] | Self contained (%)
31 | Refrigerated cold food chain (RCFC) | RCFC1: Small Commercial Refrigeration | Self-contained | RCFC1-1 | Refrigeration cabinets: self-contained | 100%
32 |  |  | Self-contained | RCFC1-2 | Refrigeration beverage vending machines | 100%
33 |  |  | Self-contained | RCFC1-3 | Beverage cooling (post mix) | 100%
34 |  |  | Self-contained | RCFC1-4 | Ice makers | 100%
35 |  |  | Self-contained | RCFC1-5 | Water dispensers (incl. bottle) | 100%
36 |  |  | Self-contained | RCFC1-6 | Other self contained refrigeration equipment | 100%
37 |  |  | Self-contained | RCFC1-7 | Walk-in coolrooms: small: Slid-in/Drop-in | 100%
38 |  |  | Remote | RCFC1-8 | Walk-in coolrooms: small: remote | 0%
39 |  | RCFC2: Medium Commercial Refrigeration | Remote | RCFC2-1 | Walk-in coolrooms: medium | 0%
40 |  |  | Remote | RCFC2-2 | Walk-in coolrooms: large | 0%
41 |  |  | Remote | RCFC2-3 | Refrigeration cabinets: remote | 0%
42 |  |  | Remote | RCFC2-4 | Beverage cooling (beer) | 0%
43 |  |  | Remote | RCFC2-5 | Milk vat refrigeration (direct expansion) | 0%
44 |  |  | Remote | RCFC2-6 | Packaged liquid chillers (incl. milk vat) | 0%
45 |  |  | Remote | RCFC2-7 | Process, and mfg. refrigeration (<40 kWr) | 0%
46 |  |  | Remote | RCFC2-8 | Other remote equipment | 0%
47 |  | RCFC3: Supermarket | Supermarkets | RCFC3-1 | Supermarket refrigeration: small | 0%
48 |  |  | Supermarkets | RCFC3-2 | Supermarket refrigeration: medium | 0%
49 |  |  | Supermarkets | RCFC3-3 | Supermarket refrigeration: large | 0%
50 |  | RCFC4: Transport refrigeration | Transport refrigeration | RCFC4-1 | Mobile refrigeration: road: trailer - inter-modal | 0%
51 |  |  | Transport refrigeration | RCFC4-2 | Mobile refrigeration: road: diesel drive | 0%
52 |  |  | Transport refrigeration | RCFC4-3 | Mobile refrigeration: road: off engine | 0%
53 |  |  | Transport refrigeration | RCFC4-4 | Mobile refrigeration: marine | 0%
54 |  | RCFC5: Process and industrial refrigeration | Industrial refrigeration | RCFC5-1 | Cold storage and distribution | 0%
55 |  |  | Industrial refrigeration | RCFC5-3 | Process and mfg. (>=40 kWr) | 0%
DOMESTIC REFRIGERATION
56 | Domestic refrigeration (DR) | DR1: Domestic refrig & freezers | Refrigerators and freezers | DR1-1 | Domestic refrigerators
57 |  |  | Refrigerators and freezers | DR1-2 | Domestic freezers
58 |  | DR2: Portable refrigerators | Portable and vehicle refrigeration | DR2-1 | Portable and vehicle refrigeration
59 |  |  | Portable and vehicle refrigeration | DR2-2 | Vehicle refrigeration
NON RAC APPLICATIONS
60 |  |  | Foams
61 |  |  | Aerosols
62 |  |  | Fire
63 |  |  | Metered Dose Inhalers
REFRIGERANT RECYCLE AND RECLAIM
64 |  |  | Refrigerant recycled
65 |  |  | Refrigerant reclaimed
Note on F61: Author: Is this meant to be 5-2 or is there something missing

## B2.1.Sales.Mix.Input
New equipment sales mix by equipment type: Input units
Scenario selected | BAU | Leak Rates BAU | Sales Mix BAU | © Copyright Commonwealth of Australia 2019
Selected scenario
Small AC: Sealed: Non-Ducted: Unitary 0-10 kWr |  |  |  |  | Small AC: Sealed: Non-Ducted: Unitary 0-10 kWr
[6 empty] | 2018 | 2019 | 2020 | 2021 | 2022 | 2023 | 2024 | 2025 | 2026 | 2027 | 2028 | 2029 | 2030
HCFC-22 | bar: 2018 to 2030
HCFC-123 | bar: 2018 to 2030
HFC-134a | bar: 2018 to 2030
HFC-404A | bar: 2018 to 2030
[5 empty] | HFC-410A | 36.82% | 32.68% | 30% | 26% | 22% | 18% | 14% | 10% | 8% | 6% | 4% | 2% | 0%
HFC-407C | bar: 2018 to 2030
[5 empty] | HFC-32 | 63.18% | 67.32% | 70% | 72% | 74% | 76% | 78% | 80% | 80% | 80% | 80% | 80% | 80%
HFC-Mix | bar: 2018 to 2030
GWP<2150 | bar: 2018 to 2030
GWP<1000 | bar: 2018 to 2030
HFO-1234 | bar: 2018 to 2030
[5 empty] | HC | 0% | 0% | 0% | 2% | 4% | 6% | 8% | 10% | 12% | 14% | 16% | 18% | 20%
CO2 | bar: 0% to 20%
Ammonia | bar: 0% to 20%
[5 empty] | Total | 100% | 100% | 100% | 100% | 100% | 100% | 100% | 100% | 100% | 100% | 100% | 100% | 100%
Small AC: Single split: non-ducted |  |  |  |  | Small AC: Single split: non-ducted
[5 empty] | Sales mix | 2018 | 2019 | 2020 | 2021 | 2022 | 2023 | 2024 | 2025 | 2026 | 2027 | 2028 | 2029 | 2030
HCFC-22 | bar: 2018 to 2030
HCFC-123 | bar: 2018 to 2030
HFC-134a | bar: 2018 to 2030
HFC-404A | bar: 2018 to 2030
[5 empty] | HFC-410A | 47.12% | 38.12% | 24.9% | 20.32% | 15.74% | 11.16% | 6.58% | 2% | 1.6% | 1.2% | 0.8% | 0.4% | 0%
HFC-407C | bar: 2018 to 2030
[5 empty] | HFC-32 | 52.85% | 61.88% | 75% | 79% | 83% | 87% | 91% | 95% | 95% | 95% | 95% | 95% | 95%
HFC-Mix | bar: 2018 to 2030
GWP<2150 | bar: 2018 to 2030
[5 empty] | GWP<1000 | 0% | 0% | 0% | 0.3% | 0.6% | 0.9% | 1.2% | 1.5% | 1.7% | 1.9% | 2.1% | 2.3% | 2.5%
HFO-1234 | bar: 2018 to 2030
[5 empty] | HC | 0.025% | 0% | 0.1% | 0.38% | 0.66% | 0.94% | 1.22% | 1.5% | 1.7% | 1.9% | 2.1% | 2.3% | 2.5%
CO2 | bar: 2018 to 2030
Ammonia | bar: 2018 to 2030
[5 empty] | Total | 100% | 100% | 100% | 100% | 100% | 100% | 100% | 100% | 100% | 100% | 100% | 100% | 100%
Medium AC: Split system: ducted |  |  |  |  | Medium AC: Split system: ducted
[5 empty] | Sales mix | 2018 | 2019 | 2020 | 2021 | 2022 | 2023 | 2024 | 2025 | 2026 | 2027 | 2028 | 2029 | 2030
HCFC-22 | bar: 2018 to 2030
HCFC-123 | bar: 2018 to 2030
HFC-134a | bar: 2018 to 2030
HFC-404A | bar: 2018 to 2030
[5 empty] | HFC-410A | 94.97% | 92.47% | 89.98% | 83.96% | 77.95% | 71.93% | 65.92% | 59.9% | 51.7% | 43.5% | 35.3% | 27.1% | 19.9%
HFC-407C | bar: 2018 to 2030
[5 empty] | HFC-32 | 5% | 7.5% | 10% | 13% | 16% | 19% | 22% | 25% | 30% | 35% | 40% | 45% | 50%
HFC-Mix | bar: 2018 to 2030
GWP<2150 | bar: 2018 to 2030
[5 empty] | GWP<1000 | 0% | 0% | 0% | 3% | 6% | 9% | 12% | 15% | 18% | 21% | 24% | 27% | 30%
[5 empty] | HFO-1234 | 0% | 0% | 0% | 0% | 0% | 0% | 0% | 0% | 0% | 0% | 0% | 0% | 0%
[5 empty] | HC | 0.03% | 0.025% | 0.02% | 0.036% | 0.052% | 0.068% | 0.084% | 0.1% | 0.1% | 0.1% | 0.1% | 0.1% | 0.1%
[5 empty] | CO2 | 0% | 0% | 0% | 0% | 0% | 0% | 0% | 0% | 0.2% | 0.4% | 0.6% | 0.8% | 0%
[5 empty] | Ammonia | 0% | 0% | 0% | 0% | 0% | 0% | 0% | 0% | 0% | 0% | 0% | 0% | 0%
[5 empty] | Total | 100% | 100% | 100% | 100% | 100% | 100% | 100% | 100% | 100% | 100% | 100% | 100% | 100%
Large AC: Chillers: >1000 kWr |  |  |  |  | GWP<1000: Large AC: Chillers: >1000 kWr
[5 empty] | Sales mix | 2018 | 2019 | 2020 | 2021 | 2022 | 2023 | 2024 | 2025 | 2026 | 2027 | 2028 | 2029 | 2030
HCFC-22 | bar: 2018 to 2030
HCFC-123 | bar: 2018 to 2030
[5 empty] | HFC-134a | 97.1% | 94.8% | 92.5% | 85.8% | 79.1% | 72.4% | 65.7% | 59% | 47.2% | 35.4% | 23.6% | 11.8% | 0%
HFC-404A | bar: 2018 to 2030
HFC-410A | bar: 2018 to 2030
HFC-407C | bar: 2018 to 2030
HFC-32 | bar: 2018 to 2030
HFC-Mix | bar: 2018 to 2030
GWP<2150 | bar: 2018 to 2030
[5 empty] | GWP<1000 | 2.5% | 3.75% | 5% | 7% | 9% | 11% | 13% | 15% | 17.8% | 20.6% | 23.4% | 26.2% | 29%
[5 empty] | HFO-1234/1233 | 0% | 1% | 2% | 6.6% | 11.2% | 15.8% | 20.4% | 25% | 34% | 43% | 52% | 61% | 70%
HC | bar: 2018 to 2030
CO2 | bar: 2018 to 2030
[5 empty] | Ammonia | 0.4% | 0.45% | 0.5% | 0.6% | 0.7% | 0.8% | 0.9% | 1% | 1% | 1% | 1% | 1% | 1%
[5 empty] | Total | 100% | 100% | 100% | 100% | 100% | 100% | 100% | 100% | 100% | 100% | 100% | 100% | 100%
Small MAC |  |  |  |  | Small MAC
[5 empty] | Sales mix | 2018 | 2019 | 2020 | 2021 | 2022 | 2023 | 2024 | 2025 | 2026 | 2027 | 2028 | 2029 | 2030
HCFC-22 | bar: 2018 to 2030
HCFC-123 | bar: 2018 to 2030
[5 empty] | HFC-134a | 98.99% | 97.48% | 94.98% | 80.88% | 66.79% | 52.69% | 38.6% | 24.5% | 19.6% | 14.7% | 9.8% | 4.9% | 0%
HFC-404A | bar: 2018 to 2030
HFC-410A | bar: 2018 to 2030
HFC-407C | bar: 2018 to 2030
HFC-32 | bar: 2018 to 2030
HFC-Mix | bar: 2018 to 2030
GWP<2150 | bar: 2018 to 2030
GWP<1000 | bar: 2018 to 2030
[5 empty] | HFO-1234 | 1% | 2.5% | 5% | 19% | 33% | 47% | 61% | 75% | 79.8% | 84.6% | 89.4% | 94.2% | 99%
HC | bar: 2018 to 2030
[5 empty] | CO2 | 0.01% | 0.02% | 0.02% | 0.116% | 0.212% | 0.308% | 0.404% | 0.5% | 0.6% | 0.7% | 0.8% | 0.9% | 1%
Ammonia | bar: 2018 to 2030
[5 empty] | Total | 100% | 100% | 100% | 100% | 100% | 100% | 100% | 100% | 100% | 100% | 100% | 100% | 100%
Large MAC: Registered buses (>12 GMT) |  |  |  |  | Large MAC: Registered buses (>12 GMT)
[5 empty] | Sales mix | 2018 | 2019 | 2020 | 2021 | 2022 | 2023 | 2024 | 2025 | 2026 | 2027 | 2028 | 2029 | 2030
HCFC-22 | bar: 2018 to 2030
HCFC-123 | bar: 2018 to 2030
[5 empty] | HFC-134a | 65% | 65% | 65% | 61.5% | 58% | 54.5% | 51% | 47.5% | 38% | 28.5% | 19% | 9.5% | 0%
HFC-404A | bar: 2018 to 2030
HFC-410A | bar: 2018 to 2030
[5 empty] | HFC-407C | 35% | 35% | 35% | 32% | 29% | 26% | 23% | 20% | 16% | 12% | 8% | 4% | 0%
HFC-32 | bar: 2018 to 2030
HFC-Mix | bar: 2018 to 2030
GWP<2150 | bar: 2018 to 2030
[5 empty] | GWP<1000 | 0% | 0% | 0% | 6% | 12% | 18% | 24% | 30% | 43% | 56% | 69% | 82% | 95%
HFO-1234 | bar: 2018 to 2030
HC | bar: 2018 to 2030
[5 empty] | CO2 | 0% | 0% | 0% | 0.5% | 1% | 1.5% | 2% | 2.5% | 3% | 3.5% | 4% | 4.5% | 5%
Ammonia | bar: 2018 to 2030
[5 empty] | Total | 100% | 100% | 100% | 100% | 100% | 100% | 100% | 100% | 100% | 100% | 100% | 100% | 100%
Domestic refrigeration |  |  |  |  | Domestic refrigeration: Refrigerators and freezers (excl. portable and transport)
[6 empty] | 2018 | 2019 | 2020 | 2021 | 2022 | 2023 | 2024 | 2025 | 2026 | 2027 | 2028 | 2029 | 2030
HCFC-22 | bar: 2018 to 2030
HCFC-123 | bar: 2018 to 2030
[5 empty] | HFC-134a | 2% | 1% | 0% | 0% | 0% | 0% | 0% | 0% | 0% | 0% | 0% | 0% | 0%
HFC-404A | bar: 2018 to 2030
HFC-410A | bar: 2018 to 2030
HFC-407C | bar: 2018 to 2030
HFC-32 | bar: 2018 to 2030
HFC-Mix | bar: 2018 to 2030
GWP<2150 | bar: 2018 to 2030
GWP<1000 | bar: 2018 to 2030
HFO-1234 | bar: 2018 to 2030
[5 empty] | HC | 98% | 99% | 100% | 100% | 100% | 100% | 100% | 100% | 100% | 100% | 100% | 100% | 100%
CO2 | bar: 2018 to 2030
Ammonia | bar: 2018 to 2030
[5 empty] | Total | 100% | 100% | 100% | 100% | 100% | 100% | 100% | 100% | 100% | 100% | 100% | 100% | 100%
RCFC - Self contained: Refrigeration cabinets: self-contained |  |  |  |  | RCFC - Self contained: Refrigeration cabinets: self-contained
[5 empty] | Sales mix | 2018 | 2019 | 2020 | 2021 | 2022 | 2023 | 2024 | 2025 | 2026 | 2027 | 2028 | 2029 | 2030
HCFC-22 | bar: 2018 to 2030
HCFC-123 | bar: 2018 to 2030
[5 empty] | HFC-134a | 38.5% | 36% | 33.5% | 30.8% | 28.1% | 25.4% | 22.7% | 20% | 16% | 12% | 8% | 4% | 0%
[5 empty] | HFC-404A | 12.5% | 11.25% | 10% | 9% | 8% | 7% | 6% | 5% | 4% | 3% | 2% | 1% | 0%
HFC-410A | bar: 2018 to 2030
HFC-407C | bar: 2018 to 2030
HFC-32 | bar: 2018 to 2030
HFC-Mix | bar: 2018 to 2030
[5 empty] | GWP<2150 | 2.5% | 3.75% | 5% | 6% | 7% | 8% | 9% | 10% | 12% | 14% | 16% | 18% | 20%
GWP<1000 | bar: 2018 to 2030
HFO-1234 | bar: 2018 to 2030
[5 empty] | HC | 45% | 47.5% | 50% | 53% | 56% | 59% | 62% | 65% | 68% | 71% | 74% | 77% | 80%
[5 empty] | CO2 | 1.5% | 1.5% | 1.5% | 1.2% | 0.9% | 0.6% | 0.3% | 0% | 0% | 0% | 0% | 0% | 0%
Ammonia | bar: 45% to 80%
[5 empty] | Total | 100% | 100% | 100% | 100% | 100% | 100% | 100% | 100% | 100% | 100% | 100% | 100% | 100%
RCFC - Remote: Walk-in coolrooms: medium |  |  |  |  | RCFC - Remote: Walk-in coolrooms: medium
[5 empty] | Sales mix | 2018 | 2019 | 2020 | 2021 | 2022 | 2023 | 2024 | 2025 | 2026 | 2027 | 2028 | 2029 | 2030
HCFC-22 | bar: 2018 to 2030
HCFC-123 | bar: 2018 to 2030
[5 empty] | HFC-134a | 32.5% | 36.25% | 40% | 39% | 38% | 37% | 36% | 35% | 31% | 27% | 23% | 19% | 15%
[5 empty] | HFC-404A | 67.5% | 63.75% | 60% | 52% | 44% | 36% | 28% | 20% | 16% | 12% | 8% | 4% | 0%
HFC-410A | bar: 2018 to 2030
HFC-407C | bar: 2018 to 2030
HFC-32 | bar: 2018 to 2030
HFC-Mix | bar: 2018 to 2030
[5 empty] | GWP<2150 | 0% | 0% | 0% | 6% | 12% | 18% | 24% | 30% | 34% | 38% | 42% | 46% | 50%
[5 empty] | GWP<1000 | 0% | 0% | 0% | 2% | 4% | 6% | 8% | 10% | 13% | 16% | 19% | 22% | 25%
HFO-1234 | bar: 2018 to 2030
HC | bar: 2018 to 2030
[5 empty] | CO2 | 0% | 0% | 0% | 1% | 2% | 3% | 4% | 5% | 6% | 7% | 8% | 9% | 10%
[5 empty] | Ammonia | 0% | 0% | 0% | 0% | 0% | 0% | 0% | 0% | 0% | 0% | 0% | 0% | 0%
[5 empty] | Total | 100% | 100% | 100% | 100% | 100% | 100% | 100% | 100% | 100% | 100% | 100% | 100% | 100%
RCFC - Transport: Mobile refrig: road: trailer - inter-modal |  |  |  |  | CO2: RCFC - Transport: Mobile refrig: road: trailer - inter-modal
[5 empty] | Sales mix | 2018 | 2019 | 2020 | 2021 | 2022 | 2023 | 2024 | 2025 | 2026 | 2027 | 2028 | 2029 | 2030
HCFC-22 | bar: 2018 to 2030
HCFC-123 | bar: 2018 to 2030
HFC-134a | bar: 2018 to 2030
[5 empty] | HFC-404A | 85% | 77.5% | 70% | 59% | 48% | 37% | 26% | 15% | 12% | 9% | 6% | 3% | 0%
HFC-410A | bar: 2018 to 2030
HFC-407C | bar: 2018 to 2030
HFC-32 | bar: 2018 to 2030
HFC-Mix | bar: 2018 to 2030
[5 empty] | GWP<2150 | 15% | 22.5% | 30% | 40% | 50% | 60% | 70% | 80% | 82% | 84% | 86% | 88% | 90%
GWP<1000 | bar: 2018 to 2030
HFO-1234 | bar: 2018 to 2030
HC | bar: 2018 to 2030
[5 empty] | CO2 | 0% | 0% | 0% | 1% | 2% | 3% | 4% | 5% | 6% | 7% | 8% | 9% | 10%
[5 empty] | Ammonia | 0% | 0% | 0% | 0% | 0% | 0% | 0% | 0% | 0% | 0% | 0% | 0% | 0%
[5 empty] | Total | 100% | 100% | 100% | 100% | 100% | 100% | 100% | 100% | 100% | 100% | 100% | 100% | 100%

## B2.2.Sales.Mix.Output
New equipment sales mix by segment: Aggregated mass output
Scenario selected | BAU | Leak Rates BAU | Sales Mix BAU | © Copyright Commonwealth of Australia 2019
Selected scenario
Small AC: Self-contained |  |  |  |  | AC - Small AC: Self-contained
[6 empty] | 2018 | 2019 | 2020 | 2021 | 2022 | 2023 | 2024 | 2025 | 2026 | 2027 | 2028 | 2029 | 2030
HCFC-22 | bar: 2018 to 2030
HCFC-123 | bar: 2018 to 2030
[5 empty] | HFC-134a | 15.68% | 16.43% | 16.66% | 16.3% | 15.91% | 15.49% | 15.03% | 14.54% | 13.42% | 12.25% | 11.03% | 9.757% | 8.436%
HFC-404A | bar: 2018 to 2030
[5 empty] | HFC-410A | 59.54% | 57.36% | 57.63% | 55.85% | 54.06% | 52.28% | 50.48% | 48.69% | 47.53% | 46.34% | 45.11% | 43.85% | 42.54%
[5 empty] | HFC-407C | 3.416% | 3.206% | 2.588% | 2.658% | 2.727% | 2.796% | 2.865% | 2.933% | 3.002% | 3.07% | 3.138% | 3.205% | 3.273%
[5 empty] | HFC-32 | 19.68% | 21.34% | 21.47% | 22.61% | 23.77% | 24.95% | 26.16% | 27.39% | 28.13% | 28.93% | 29.78% | 30.7% | 31.67%
HFC-Mix | bar: 2018 to 2030
GWP<2150 | bar: 2018 to 2030
[5 empty] | GWP<1000 | 0% | 0% | 0% | 0.1792% | 0.3659% | 0.5599% | 0.761% | 0.969% | 1.381% | 1.807% | 2.247% | 2.699% | 3.163%
[5 empty] | HFO-1234 | 0% | 0% | 0% | 0.1792% | 0.3659% | 0.5599% | 0.761% | 0.969% | 1.381% | 1.807% | 2.247% | 2.699% | 3.163%
[5 empty] | HC | 0.859% | 0.8001% | 0.7764% | 1.146% | 1.512% | 1.872% | 2.228% | 2.579% | 2.985% | 3.389% | 3.79% | 4.189% | 4.585%
[5 empty] | CO2 | 0.825% | 0.8648% | 0.8767% | 1.075% | 1.281% | 1.493% | 1.712% | 1.938% | 2.171% | 2.41% | 2.655% | 2.906% | 3.163%
Ammonia | bar: 2018 to 2030
[5 empty] | Total | 100% | 100% | 100% | 100% | 100% | 100% | 100% | 100% | 100% | 100% | 100% | 100% | 100%
Small AC: Split |  |  |  |  | AC - Small AC: Split
[5 empty] | Sales mix | 2018 | 2019 | 2020 | 2021 | 2022 | 2023 | 2024 | 2025 | 2026 | 2027 | 2028 | 2029 | 2030
HCFC-22 | bar: 2018 to 2030
HCFC-123 | bar: 2018 to 2030
HFC-134a | bar: 2018 to 2030
HFC-404A | bar: 2018 to 2030
[5 empty] | HFC-410A | 51.47% | 42.3% | 28.3% | 23.29% | 18.2% | 13.02% | 7.741% | 2.374% | 1.901% | 1.427% | 0.9522% | 0.4765% | 0%
HFC-407C | bar: 2018 to 2030
[5 empty] | HFC-32 | 48.52% | 57.7% | 71.66% | 76.12% | 80.67% | 85.29% | 89.99% | 94.78% | 94.87% | 94.95% | 95.05% | 95.14% | 95.23%
HFC-Mix | bar: 2018 to 2030
GWP<2150 | bar: 2018 to 2030
[5 empty] | GWP<1000 | 0% | 0% | 0% | 0.4236% | 0.8546% | 1.293% | 1.739% | 2.193% | 2.488% | 2.783% | 3.079% | 3.375% | 3.672%
HFO-1234 | bar: 2018 to 2030
[5 empty] | HC | 0.01009% | 0% | 0.04201% | 0.161% | 0.282% | 0.4051% | 0.5304% | 0.6579% | 0.7464% | 0.8349% | 0.9237% | 1.013% | 1.102%
CO2 | bar: 2018 to 2030
Ammonia | bar: 2018 to 2030
[5 empty] | Total | 100% | 100% | 100% | 100% | 100% | 100% | 100% | 100% | 100% | 100% | 100% | 100% | 100%
Medium AC |  |  |  |  | AC - Medium AC
[5 empty] | Sales mix | 2018 | 2019 | 2020 | 2021 | 2022 | 2023 | 2024 | 2025 | 2026 | 2027 | 2028 | 2029 | 2030
HCFC-22 | bar: 2018 to 2030
HCFC-123 | bar: 2018 to 2030
HFC-134a | bar: 2018 to 2030
HFC-404A | bar: 2018 to 2030
[5 empty] | HFC-410A | 90.66% | 88.33% | 85.99% | 80.93% | 75.88% | 70.84% | 65.81% | 60.8% | 52.72% | 44.65% | 36.57% | 28.5% | 21.02%
[5 empty] | HFC-407C | 4.153% | 3.874% | 3.594% | 2.963% | 2.33% | 1.694% | 1.058% | 0.4197% | 0.333% | 0.2477% | 0.1637% | 0.08116% | 0%
[5 empty] | HFC-32 | 4.653% | 6.98% | 9.306% | 12.24% | 15.17% | 18.11% | 21.04% | 23.98% | 28.91% | 33.85% | 38.78% | 43.72% | 48.66%
HFC-Mix | bar: 2018 to 2030
GWP<2150 | bar: 2018 to 2030
[5 empty] | GWP<1000 | 0.5039% | 0.7767% | 1.064% | 3.806% | 6.537% | 9.257% | 11.97% | 14.66% | 17.73% | 20.8% | 23.88% | 26.95% | 30.02%
HFO-1234 | bar: 2018 to 2030
[5 empty] | HC | 0.005882% | 0.004869% | 0.003869% | 0.007948% | 0.012% | 0.01603% | 0.02002% | 0.02399% | 0.0239% | 0.02379% | 0.02369% | 0.02359% | 0.02348%
[5 empty] | CO2 | 0.02206% | 0.03287% | 0.04353% | 0.05848% | 0.07321% | 0.08771% | 0.102% | 0.116% | 0.2745% | 0.4301% | 0.5827% | 0.7322% | 0.2834%
Ammonia | bar: 2018 to 2030
[5 empty] | Total | 100% | 100% | 100% | 100% | 100% | 100% | 100% | 100% | 100% | 100% | 100% | 100% | 100%
Large AC |  |  |  |  | Large AC
[5 empty] | Sales mix | 2018 | 2019 | 2020 | 2021 | 2022 | 2023 | 2024 | 2025 | 2026 | 2027 | 2028 | 2029 | 2030
HCFC-22 | bar: 2018 to 2030
HCFC-123 | bar: 2018 to 2030
[5 empty] | HFC-134a | 89.35% | 87.39% | 85.37% | 79.8% | 74.21% | 68.61% | 62.98% | 57.33% | 46.56% | 34.93% | 23.29% | 11.64% | 0%
HFC-404A | bar: 2018 to 2030
[5 empty] | HFC-410A | 6.5% | 6.323% | 6.156% | 5.187% | 4.232% | 3.291% | 2.362% | 1.444% | 1.148% | 0.855% | 0.5662% | 0.2812% | 0%
[5 empty] | HFC-407C | 1.252% | 1.237% | 1.224% | 0.9689% | 0.7197% | 0.4754% | 0.2356% | 0% | 0% | 0% | 0% | 0% | 0%
[5 empty] | HFC-32 | 0% | 0% | 0.09463% | 0.4904% | 0.8818% | 1.269% | 1.653% | 2.035% | 1.821% | 2.464% | 3.097% | 3.721% | 4.335%
HFC-Mix | bar: 2018 to 2030
GWP<2150 | bar: 2018 to 2030
[5 empty] | GWP<1000 | 2.5% | 3.75% | 5.001% | 7.057% | 9.113% | 11.17% | 13.22% | 15.28% | 18.25% | 21.23% | 24.2% | 27.17% | 30.13%
[5 empty] | HFO-1234/1233 | 0% | 0.8486% | 1.7% | 5.925% | 10.16% | 14.4% | 18.64% | 22.89% | 31.2% | 39.51% | 47.83% | 56.16% | 64.51%
[5 empty] | HC | 0.002337% | 0.002589% | 0.007098% | 0.008409% | 0.009691% | 0.01095% | 0.01218% | 0.01339% | 0.01589% | 0.01834% | 0.02072% | 0.02304% | 0.0253%
CO2 | bar: 2018 to 2030
[5 empty] | Ammonia | 0.4% | 0.45% | 0.4528% | 0.5627% | 0.6725% | 0.782% | 0.8912% | 1% | 1% | 1% | 1% | 1.001% | 1.001%
[5 empty] | Total | 100% | 100% | 100% | 100% | 100% | 100% | 100% | 100% | 100% | 100% | 100% | 100% | 100%
Small MAC |  |  |  |  | Small MAC
[5 empty] | Sales mix | 2018 | 2019 | 2020 | 2021 | 2022 | 2023 | 2024 | 2025 | 2026 | 2027 | 2028 | 2029 | 2030
HCFC-22 | bar: 2018 to 2030
HCFC-123 | bar: 2018 to 2030
[5 empty] | HFC-134a | 98.99% | 97.48% | 94.98% | 80.88% | 66.79% | 52.69% | 38.6% | 24.5% | 19.6% | 14.7% | 9.8% | 4.9% | 0%
HFC-404A | bar: 2018 to 2030
HFC-410A | bar: 2018 to 2030
HFC-407C | bar: 2018 to 2030
HFC-32 | bar: 2018 to 2030
HFC-Mix | bar: 2018 to 2030
GWP<2150 | bar: 2018 to 2030
GWP<1000 | bar: 2018 to 2030
[5 empty] | HFO-1234 | 1% | 2.5% | 5% | 19% | 33% | 47% | 61% | 75% | 79.8% | 84.6% | 89.4% | 94.2% | 99%
HC | bar: 2018 to 2030
[5 empty] | CO2 | 0.01% | 0.02% | 0.02% | 0.116% | 0.212% | 0.308% | 0.404% | 0.5% | 0.6% | 0.7% | 0.8% | 0.9% | 1%
Ammonia | bar: 2018 to 2030
[5 empty] | Total | 100% | 100% | 100% | 100% | 100% | 100% | 100% | 100% | 100% | 100% | 100% | 100% | 100%
Large MAC |  |  |  |  | Large MAC
[5 empty] | Sales mix | 2018 | 2019 | 2020 | 2021 | 2022 | 2023 | 2024 | 2025 | 2026 | 2027 | 2028 | 2029 | 2030
HCFC-22 | bar: 2018 to 2030
HCFC-123 | bar: 2018 to 2030
[5 empty] | HFC-134a | 17.6% | 17.38% | 17.26% | 16.28% | 15.32% | 14.37% | 13.44% | 12.53% | 10.84% | 9.183% | 7.566% | 5.987% | 4.444%
HFC-404A | bar: 2018 to 2030
[5 empty] | HFC-410A | 24.68% | 24.08% | 24.17% | 22.62% | 21.05% | 19.47% | 17.88% | 16.28% | 14.66% | 13.04% | 11.4% | 9.744% | 8.08%
[5 empty] | HFC-407C | 57.72% | 58.55% | 58.57% | 54.64% | 50.7% | 46.77% | 42.85% | 38.94% | 34.89% | 30.86% | 26.84% | 22.82% | 18.82%
[5 empty] | HFC-32 | 0% | 0% | 0% | 4.68% | 9.394% | 14.14% | 18.93% | 23.74% | 28.59% | 33.47% | 38.38% | 43.33% | 48.3%
HFC-Mix | bar: 2018 to 2030
GWP<2150 | bar: 2018 to 2030
[5 empty] | GWP<1000 | 0% | 0% | 0% | 1.536% | 3.031% | 4.485% | 5.899% | 7.275% | 9.19% | 11.05% | 12.85% | 14.59% | 16.29%
[5 empty] | HFO-1234 | 0% | 0% | 0% | 0.1801% | 0.3605% | 0.5413% | 0.7224% | 0.9039% | 1.43% | 1.948% | 2.458% | 2.961% | 3.457%
HC | bar: 2018 to 2030
[5 empty] | CO2 | 0% | 0% | 0% | 0.07101% | 0.1399% | 0.2067% | 0.2715% | 0.3343% | 0.3951% | 0.454% | 0.511% | 0.5661% | 0.6194%
Ammonia | bar: 2018 to 2030
[5 empty] | Total | 100% | 100% | 100% | 100% | 100% | 100% | 100% | 100% | 100% | 100% | 100% | 100% | 100%
Domestic refrigeration |  |  |  |  | Domestic refrigeration
[6 empty] | 2018 | 2019 | 2020 | 2021 | 2022 | 2023 | 2024 | 2025 | 2026 | 2027 | 2028 | 2029 | 2030
HCFC-22 | bar: 2018 to 2030
HCFC-123 | bar: 2018 to 2030
[5 empty] | HFC-134a | 13.08% | 11.16% | 9.109% | 9.109% | 9.109% | 9.109% | 9.109% | 9.109% | 8.745% | 8.38% | 8.016% | 7.652% | 7.287%
HFC-404A | bar: 2018 to 2030
HFC-410A | bar: 2018 to 2030
HFC-407C | bar: 2018 to 2030
HFC-32 | bar: 2018 to 2030
HFC-Mix | bar: 2018 to 2030
GWP<2150 | bar: 2018 to 2030
GWP<1000 | bar: 2018 to 2030
[5 empty] | HFO-1234 | 0% | 0% | 0% | 0% | 0% | 0% | 0% | 0% | 0.3644% | 0.7287% | 1.093% | 1.457% | 1.822%
[5 empty] | HC | 86.92% | 88.84% | 90.89% | 90.89% | 90.89% | 90.89% | 90.89% | 90.89% | 90.89% | 90.89% | 90.89% | 90.89% | 90.89%
CO2 | bar: 2018 to 2030
Ammonia | bar: 2018 to 2030
[5 empty] | Total | 100% | 100% | 100% | 100% | 100% | 100% | 100% | 100% | 100% | 100% | 100% | 100% | 100%
RCFC - Self contained |  |  |  |  | RCFC - Self contained
[5 empty] | Sales mix | 2018 | 2019 | 2020 | 2021 | 2022 | 2023 | 2024 | 2025 | 2026 | 2027 | 2028 | 2029 | 2030
HCFC-22 | bar: 2018 to 2030
HCFC-123 | bar: 2018 to 2030
[5 empty] | HFC-134a | 61.99% | 60.44% | 58.84% | 56.72% | 54.46% | 52.06% | 49.49% | 46.74% | 39.65% | 31.68% | 22.64% | 12.32% | 0.3966%
[5 empty] | HFC-404A | 19% | 18.12% | 17.19% | 16.15% | 15.05% | 13.87% | 12.62% | 11.28% | 9.544% | 7.599% | 5.4% | 2.891% | 0%
HFC-410A | bar: 2018 to 2030
HFC-407C | bar: 2018 to 2030
HFC-32 | bar: 2018 to 2030
HFC-Mix | bar: 2018 to 2030
[5 empty] | GWP<2150 | 2.48% | 3.797% | 5.167% | 6.486% | 7.891% | 9.392% | 11% | 12.72% | 17% | 21.82% | 27.28% | 33.52% | 40.73%
[5 empty] | GWP<1000 | 0% | 0% | 0% | 0.2056% | 0.4217% | 0.6495% | 0.8901% | 1.145% | 1.428% | 1.746% | 2.105% | 2.515% | 2.988%
HFO-1234 | bar: 2018 to 2030
[5 empty] | HC | 15.28% | 16.37% | 17.5% | 19.36% | 21.34% | 23.45% | 25.71% | 28.12% | 32.37% | 37.16% | 42.57% | 48.75% | 55.89%
[5 empty] | CO2 | 1.242% | 1.27% | 1.298% | 1.074% | 0.8337% | 0.5758% | 0.2986% | 0% | 0% | 0% | 0% | 0% | 0%
Ammonia | bar: 2018 to 2030
[5 empty] | Total | 100% | 100% | 100% | 100% | 100% | 100% | 100% | 100% | 100% | 100% | 100% | 100% | 100%
RCFC - Remote |  |  |  |  | RCFC - Remote
[5 empty] | Sales mix | 2018 | 2019 | 2020 | 2021 | 2022 | 2023 | 2024 | 2025 | 2026 | 2027 | 2028 | 2029 | 2030
HCFC-22 | bar: 2018 to 2030
HCFC-123 | bar: 2018 to 2030
[5 empty] | HFC-134a | 44.16% | 46.14% | 48.09% | 45.02% | 41.92% | 38.8% | 35.65% | 32.49% | 28.27% | 24.04% | 19.77% | 15.49% | 11.18%
[5 empty] | HFC-404A | 47.68% | 43.8% | 39.92% | 35.39% | 30.87% | 26.36% | 21.85% | 17.35% | 14.42% | 11.49% | 8.561% | 5.622% | 2.678%
[5 empty] | HFC-410A | 3.02% | 3.687% | 4.356% | 4.204% | 4.051% | 3.896% | 3.741% | 3.585% | 2.879% | 2.168% | 1.451% | 0.7284% | 0%
[5 empty] | HFC-407C | 3.036% | 3.711% | 4.389% | 4.23% | 4.07% | 3.91% | 3.748% | 3.585% | 2.879% | 2.168% | 1.451% | 0.7284% | 0%
HFC-32 | bar: 2018 to 2030
HFC-Mix | bar: 2018 to 2030
[5 empty] | GWP<2150 | 1.621% | 1.992% | 2.364% | 6.497% | 10.63% | 14.77% | 18.9% | 23.04% | 27% | 30.96% | 34.94% | 38.93% | 42.93%
[5 empty] | GWP<1000 | 0.3307% | 0.4948% | 0.6582% | 3.541% | 6.442% | 9.36% | 12.3% | 15.25% | 18.84% | 22.47% | 26.12% | 29.8% | 33.51%
HFO-1234 | bar: 2018 to 2030
[5 empty] | HC | 0.08463% | 0.08456% | 0.0845% | 0.1338% | 0.1835% | 0.2336% | 0.2839% | 0.3346% | 0.4031% | 0.4721% | 0.5415% | 0.6115% | 0.6821%
[5 empty] | CO2 | 0.03307% | 0.04948% | 0.06582% | 0.7968% | 1.528% | 2.259% | 2.99% | 3.721% | 4.493% | 5.266% | 6.039% | 6.814% | 7.589%
[5 empty] | Ammonia | 0.03307% | 0.04948% | 0.06582% | 0.1841% | 0.302% | 0.4196% | 0.5369% | 0.6539% | 0.81% | 0.9658% | 1.121% | 1.277% | 1.431%
[5 empty] | Total | 100% | 100% | 100% | 100% | 100% | 100% | 100% | 100% | 100% | 100% | 100% | 100% | 100%
RCFC - Transport |  |  |  |  | RCFC - Transport
[5 empty] | Sales mix | 2018 | 2019 | 2020 | 2021 | 2022 | 2023 | 2024 | 2025 | 2026 | 2027 | 2028 | 2029 | 2030
HCFC-22 | bar: 2018 to 2030
HCFC-123 | bar: 2018 to 2030
[5 empty] | HFC-134a | 22.95% | 23.08% | 23.22% | 22.34% | 21.44% | 20.54% | 19.62% | 18.69% | 16.26% | 13.8% | 11.32% | 8.804% | 6.264%
[5 empty] | HFC-404A | 54.09% | 49.58% | 45.1% | 38.12% | 31.18% | 24.3% | 17.46% | 10.66% | 8.506% | 6.361% | 4.229% | 2.108% | 0%
HFC-410A | bar: 2018 to 2030
[5 empty] | HFC-407C | 11.66% | 11.73% | 11.8% | 10.85% | 9.897% | 8.927% | 7.944% | 6.95% | 5.593% | 4.22% | 2.83% | 1.423% | 0%
HFC-32 | bar: 2018 to 2030
HFC-Mix | bar: 2018 to 2030
[5 empty] | GWP<2150 | 11.3% | 15.61% | 19.89% | 26.08% | 32.24% | 38.35% | 44.42% | 50.45% | 51.85% | 53.23% | 54.61% | 55.98% | 57.35%
[5 empty] | GWP<1000 | 0% | 0% | 0% | 1.018% | 2.048% | 3.09% | 4.145% | 5.212% | 7.254% | 9.317% | 11.4% | 13.51% | 15.64%
[5 empty] | HFO-1234 | 0% | 0% | 0% | 1.018% | 2.048% | 3.09% | 4.145% | 5.212% | 6.991% | 8.791% | 10.61% | 12.45% | 14.32%
HC | bar: 2018 to 2030
[5 empty] | CO2 | 0% | 0% | 0% | 0.5738% | 1.143% | 1.708% | 2.269% | 2.825% | 3.552% | 4.276% | 4.998% | 5.718% | 6.435%
Ammonia | bar: 2018 to 2030
[5 empty] | Total | 100% | 100% | 100% | 100% | 100% | 100% | 100% | 100% | 100% | 100% | 100% | 100% | 100%

## B3.Banks
Bank projections by class and segment
Scenario selected | BAU | Leak Rates BAU | Sales Mix BAU | © Copyright Commonwealth of Australia 2019
Total (Tonnes = Thousands of kgs) |  |  |  |  | Total (Mt CO2e) |  | Bank (kg) | [12 empty] | Bank (Mt CO2e)
[8 empty] | HCFC-22 | HCFC-123 | HFC-134a | HFC-404A | HFC-410A | HFC-407C | HFC-32 | HFC-Mix | GWP <2150 | GWP <1000 | GWP <10 | Total |  | HCFC-22 | HCFC-123 | HFC-134a | HFC-404A | HFC-410A | HFC-407C | HFC-32 | HFC-Mix | GWP <2150 | GWP <1000 | GWP <10 | Total |  | Bank: 2018 by Application (tonnes) | [5 empty] | Bank: 2018 by Application (Mt CO2e) | [5 empty] | Bank: 2018 by Species (tonnes)
[7 empty] | 2018 | 5605419.5043 | 198570.13 | 16803353.4515 | 4559539.3424 | 21893138.6588 | 1492178.1171 | 2285823.144 | 0 | 432492.9553 | 30709.8767 | 901955.9646 | 54203181.1445 | 2018 | 10.1458 | 0.01529 | 24.0288 | 17.8825 | 45.7129 | 2.6471 | 1.5429 | 0 | 0.64874 | 0.015355 | 0.0036078 | 102.643 |  |  | DR | RCFC | AC | MAC | Total |  | DR | RCFC | AC | MAC | Total |  | HCFC-22 | HCFC-123 | HFC-134a | HFC-404A | HFC-410A | HFC-407C | HFC-32 | HFC-Mix | GWP <2150 | GWP <1000 | GWP <10 | Total
[7 empty] | 2019 | 4487509.6548 | 190182.5265 | 17050790.9065 | 4505785.8447 | 22966875.7232 | 1523513.4578 | 3137682.0872 | 0 | 421791.0658 | 56627.6542 | 1020009.9431 | 55360768.8638 | 2019 | 8.1224 | 0.014644 | 24.3826 | 17.6717 | 47.9548 | 2.7027 | 2.1179 | 0 | 0.63269 | 0.028314 | 0.00408 | 103.6319 |  | Bank | 1671.519 | 7084.8696 | 33552.9904 | 10991.8462 | 53301.2252 | Bank | 2.3903 | 21.6801 | 62.6147 | 15.9543 | 102.6394 | Bank | 5605419.5043 | 198570.13 | 16803353.4515 | 4559539.3424 | 21893138.6588 | 1492178.1171 | 2285823.144 | 0 | 432492.9553 | 30709.8767 | 901955.9646 | 54203181.1445
[7 empty] | 2020 | 3512376.5973 | 182234.3686 | 17265186.1675 | 4436018.6068 | 23669808.908 | 1553533.2203 | 4185602.7669 | 0 | 414164.9311 | 90118.2144 | 1162151.9454 | 56471195.7265 | 2020 | 6.3574 | 0.014032 | 24.6892 | 17.3981 | 49.4226 | 2.756 | 2.8253 | 0 | 0.62125 | 0.045059 | 0.0046486 | 104.1335
[7 empty] | 2021 | 2691603.6875 | 174570.3323 | 17338504.7982 | 4244483.447 | 24081470.0882 | 1565034.6024 | 5332908.8999 | 0 | 445145.2462 | 196522.27 | 1466437.7396 | 57536681.1114 | 2021 | 4.8718 | 0.013442 | 24.7941 | 16.6469 | 50.2821 | 2.7764 | 3.5997 | 0 | 0.66772 | 0.098261 | 0.0058658 | 103.7562 |  | Bank: 2018 by Application (tonnes) | [5 empty] | Bank: 2018 by Application (Mt CO2e) | [5 empty] | Bank: 2018 by Species (tonnes)
[7 empty] | 2022 | 2017379.0751 | 166891.0189 | 17260395.5916 | 4030901.6882 | 24206012.299 | 1559523.6565 | 6575664.1763 | 0 | 496051.4775 | 363696.2012 | 1895730.7455 | 58572245.9297 | 2022 | 3.6515 | 0.012851 | 24.6824 | 15.8092 | 50.5422 | 2.7666 | 4.4386 | 0 | 0.74408 | 0.18185 | 0.0075829 | 102.8367 | 1
[7 empty] | 2023 | 1478902.1439 | 158905.3301 | 17029127.6338 | 3796027.9541 | 24068815.4299 | 1539315.9309 | 7911019.4298 | 0 | 564798.7898 | 593229.2512 | 2451843.2338 | 59591985.1273 | 2023 | 2.6768 | 0.012236 | 24.3517 | 14.888 | 50.2557 | 2.7307 | 5.3399 | 0 | 0.8472 | 0.29661 | 0.0098074 | 101.4087 | 1
[7 empty] | 2024 | 1087988.1387 | 150484.017 | 16644973.4837 | 3512562.7153 | 23702360.0706 | 1506048.8151 | 9330972.7567 | 0 | 649011.1812 | 886757.6269 | 3136620.5215 | 60607779.3267 | 2024 | 1.9693 | 0.011587 | 23.8023 | 13.7763 | 49.4905 | 2.6717 | 6.2984 | 0 | 0.97352 | 0.44338 | 0.012546 | 99.4495 | 1
[7 empty] | 2025 | 796677.008 | 141733.1698 | 16119989.6809 | 3208517.8119 | 23143242.8668 | 1459792.0347 | 10821630.1354 | 0 | 748782.3479 | 1245966.106 | 3952256.9306 | 61638588.0918 | 2025 | 1.442 | 0.010913 | 23.0516 | 12.5838 | 48.3231 | 2.5897 | 7.3046 | 0 | 1.1232 | 0.62298 | 0.015809 | 97.0676 | 1
[7 empty] | 2026 | 584673.3118 | 132884.4901 | 15384774.6648 | 2973884.1944 | 22440353.817 | 1406651.2421 | 12345318.5714 | 0 | 852610.9383 | 1685362.919 | 4863471.7206 | 62669985.8695 | 2026 | 1.0583 | 0.010232 | 22.0002 | 11.6636 | 46.8555 | 2.4954 | 8.3331 | 0 | 1.2789 | 0.84268 | 0.019454 | 94.5573 | 1
[7 empty] | 2027 | 434215.1358 | 124143.2254 | 14583002.062 | 2730629.004 | 21612693.4311 | 1344699.2665 | 13889058.4547 | 0 | 970057.0503 | 2201204.1179 | 5839830.7469 | 63729532.4947 | 2027 | 0.78593 | 0.009559 | 20.8537 | 10.7095 | 45.1273 | 2.3855 | 9.3751 | 0 | 1.4551 | 1.1006 | 0.023359 | 91.8257 | 1
[7 empty] | 2028 | 336155.615 | 115545.5809 | 13714693.706 | 2479793.6254 | 20671915.5365 | 1271706.0962 | 15441843.9872 | 0 | 1100886.3373 | 2794884.3766 | 6880067.7228 | 64807492.5839 | 2028 | 0.60844 | 0.008897 | 19.612 | 9.7258 | 43.163 | 2.256 | 10.4232 | 0 | 1.6513 | 1.3974 | 0.02752 | 88.8736 | 1
[7 empty] | 2029 | 274738.0149 | 106944.3543 | 12781660.3653 | 2222936.9823 | 19622684.4286 | 1185938.4666 | 16997276.5127 | 0 | 1244743.7661 | 3467778.6106 | 7981736.2511 | 65886437.7526 | 2029 | 0.49728 | 0.0082347 | 18.2778 | 8.7184 | 40.9722 | 2.1039 | 11.4732 | 0 | 1.8671 | 1.7339 | 0.031927 | 85.6838 | 1
[7 empty] | 2030 | 222242.9159 | 98095.8038 | 11783149.2585 | 1962086.0483 | 18479425.3558 | 1087318.2057 | 18555753.782 | 0 | 1401184.3107 | 4221151.298 | 9131069.872 | 66941476.8507 | 2030 | 0.40226 | 0.0075534 | 16.8499 | 7.6953 | 38.585 | 1.9289 | 12.5251 | 0 | 2.1018 | 2.1106 | 0.036524 | 82.243 | 1
[6 empty] | 1 | [26 empty] | 1
[6 empty] | 2 | [26 empty] | 1
[6 empty] | 3 | [26 empty] | 1
[6 empty] | 4 | [26 empty] | 1
[6 empty] | 5 | [26 empty] | 1
[6 empty] | 6 | [26 empty] | 1
Small AC: Sealed | [6 empty] | Bank (kg) | [12 empty] | Bank (Mt CO2e) | [12 empty] | 1
Bank Setting | Actual | [6 empty] | HCFC-22 | HCFC-123 | HFC-134a | HFC-404A | HFC-410A | HFC-407C | HFC-32 | HFC-Mix | GWP <2150 | GWP <1000 | GWP <10 | Total |  | HCFC-22 | HCFC-123 | HFC-134a | HFC-404A | HFC-410A | HFC-407C | HFC-32 | HFC-Mix | GWP <2150 | GWP <1000 | GWP <10 | Total | 1
[7 empty] | 2018 | 481739.5487 | 0 | 252341.8326 | 0 | 605348.8145 | 79823.0186 | 109016.7276 | 0 | 0 | 0 | 11495.2137 | 1539765.1557 | 2018 | 0.87195 | 0 | 0.36085 | 0 | 1.264 | 0.14161 | 0.073586 | 0 | 0 | 0 | 4.5981e-05 | 2.712 | 1
[7 empty] | 2019 | 355636.9824 | 0 | 250074.0625 | 0 | 639294.3326 | 71694.9674 | 130046.8327 | 0 | 0 | 0 | 12923.4356 | 1459670.6132 | 2019 | 0.6437 | 0 | 0.35761 | 0 | 1.3348 | 0.12719 | 0.087782 | 0 | 0 | 0 | 5.1694e-05 | 2.5512 | 1
[7 empty] | 2020 | 258258.6621 | 0 | 245848.6281 | 0 | 665005.3603 | 63067.0985 | 149768.2705 | 0 | 0 | 0 | 14180.3573 | 1396128.3767 | 2020 | 0.46745 | 0 | 0.35156 | 0 | 1.3885 | 0.11188 | 0.10109 | 0 | 0 | 0 | 5.6721e-05 | 2.4206 | 1
[7 empty] | 2021 | 184090.2512 | 0 | 239268.5912 | 0 | 679471.1735 | 55073.6157 | 168675.2975 | 0 | 0 | 175.5448 | 15974.5291 | 1342729.0031 | 2021 | 0.3332 | 0 | 0.34215 | 0 | 1.4187 | 0.097701 | 0.11386 | 0 | 0 | 8.7772e-05 | 6.3898e-05 | 2.3058 | 1
[7 empty] | 2022 | 127766.2455 | 0 | 230992.1064 | 0 | 681444.5617 | 48067.8322 | 186407.3192 | 0 | 0 | 524.8789 | 18249.2143 | 1293452.1582 | 2022 | 0.23126 | 0 | 0.33032 | 0 | 1.4229 | 0.085272 | 0.12582 | 0 | 0 | 0.00026244 | 7.2997e-05 | 2.1959 | 1
[7 empty] | 2023 | 85122.1894 | 0 | 221641.849 | 0 | 671189.1354 | 42066.2513 | 203245.9732 | 0 | 0 | 1046.26 | 20968.8392 | 1245280.4976 | 2023 | 0.15407 | 0 | 0.31695 | 0 | 1.4014 | 0.074626 | 0.13719 | 0 | 0 | 0.00052313 | 8.3875e-05 | 2.0849 | 1
[7 empty] | 2024 | 53498.001 | 0 | 212217.0385 | 0 | 649411.1327 | 37110.5217 | 219713.9189 | 0 | 0 | 1737.959 | 24111.8714 | 1197800.4433 | 2024 | 0.096831 | 0 | 0.30347 | 0 | 1.356 | 0.065834 | 0.14831 | 0 | 0 | 0.00086898 | 9.6447e-05 | 1.9714 | 1
[7 empty] | 2025 | 31140.3988 | 0 | 203695.4124 | 0 | 617652.6076 | 33144.6257 | 236091.1292 | 0 | 0 | 2598.2596 | 27671.4531 | 1151993.8863 | 2025 | 0.056364 | 0 | 0.29128 | 0 | 1.2897 | 0.058799 | 0.15936 | 0 | 0 | 0.0012991 | 0.00011069 | 1.8569 | 1
[7 empty] | 2026 | 16352.7093 | 0 | 196263.0767 | 0 | 579250.274 | 30000.309 | 251667.7474 | 0 | 0 | 3794.2646 | 31881.3231 | 1109209.704 | 2026 | 0.029598 | 0 | 0.28066 | 0 | 1.2095 | 0.053221 | 0.16988 | 0 | 0 | 0.0018971 | 0.00012753 | 1.7449 | 1
[7 empty] | 2027 | 7569.4818 | 0 | 190294.9914 | 0 | 538121.939 | 27542.6704 | 265593.5402 | 0 | 0 | 5320.2014 | 36782.7069 | 1071225.5311 | 2027 | 0.013701 | 0 | 0.27212 | 0 | 1.1236 | 0.048861 | 0.17928 | 0 | 0 | 0.0026601 | 0.00014713 | 1.6404 | 1
[7 empty] | 2028 | 3027.0807 | 0 | 185937.8229 | 0 | 497231.1132 | 25713.7785 | 276893.011 | 0 | 0 | 7170.3454 | 42415.2555 | 1038388.4072 | 2028 | 0.005479 | 0 | 0.26589 | 0 | 1.0382 | 0.045616 | 0.1869 | 0 | 0 | 0.0035852 | 0.00016966 | 1.5459 | 1
[7 empty] | 2029 | 1030.3431 | 0 | 182923.5805 | 0 | 458824.7267 | 24428.3144 | 284817.8875 | 0 | 0 | 9339.0097 | 48793.751 | 1010157.6129 | 2029 | 0.0018649 | 0 | 0.26158 | 0 | 0.95803 | 0.043336 | 0.19225 | 0 | 0 | 0.0046695 | 0.00019518 | 1.4619 |  | Note: Above chart excludes refrigerants with GWP<10. | [5 empty] | Note: Above chart excludes refrigerants with GWP<10.
[7 empty] | 2030 | 295.2095 | 0 | 180390.1901 | 0 | 423876.9741 | 23590.8259 | 289381.5582 | 0 | 0 | 11820.4893 | 55875.1212 | 985230.3684 | 2030 | 0.00053433 | 0 | 0.25796 | 0 | 0.88506 | 0.04185 | 0.19533 | 0 | 0 | 0.0059102 | 0.0002235 | 1.3869
1
2
3
4
5
6
Small AC: Split | [6 empty] | Bank (kg) | [12 empty] | Bank (Mt CO2e)
Bank Setting | Actual | [6 empty] | HCFC-22 | HCFC-123 | HFC-134a | HFC-404A | HFC-410A | HFC-407C | HFC-32 | HFC-Mix | GWP <2150 | GWP <1000 | GWP <10 | Total |  | HCFC-22 | HCFC-123 | HFC-134a | HFC-404A | HFC-410A | HFC-407C | HFC-32 | HFC-Mix | GWP <2150 | GWP <1000 | GWP <10 | Total
[7 empty] | 2018 | 1152757.286 | 0 | 0 | 0 | 10153145.5757 | 93543.8012 | 2083096.9883 | 0 | 0 | 0 | 129.639 | 13482673.2903 | 2018 | 2.0865 | 0 | 0 | 0 | 21.1998 | 0.16595 | 1.4061 | 0 | 0 | 0 | 5.1856e-07 | 24.8583
[7 empty] | 2019 | 760072.0638 | 0 | 0 | 0 | 10086918.8861 | 77747.1234 | 2818138.7114 | 0 | 0 | 0 | 129.639 | 13743006.4237 | 2019 | 1.3757 | 0 | 0 | 0 | 21.0615 | 0.13792 | 1.9022 | 0 | 0 | 0 | 5.1856e-07 | 24.4774
[7 empty] | 2020 | 464865.9607 | 0 | 0 | 0 | 9719947.739 | 61173.719 | 3716279.0771 | 0 | 0 | 0 | 663.8682 | 13962930.3641 | 2020 | 0.84141 | 0 | 0 | 0 | 20.2953 | 0.10852 | 2.5085 | 0 | 0 | 0 | 2.6555e-06 | 23.7537
[7 empty] | 2021 | 262162.3477 | 0 | 0 | 0 | 9194088.1761 | 44999.755 | 4667044.6558 | 0 | 0 | 5422.4266 | 2724.3902 | 14176441.7513 | 2021 | 0.47451 | 0 | 0 | 0 | 19.1973 | 0.07983 | 3.1503 | 0 | 0 | 0.0027112 | 1.0898e-05 | 22.9046
[7 empty] | 2022 | 136057.1212 | 0 | 0 | 0 | 8529565.8797 | 30478.457 | 5665682.7892 | 0 | 0 | 16429.9525 | 6356.8724 | 14384571.072 | 2022 | 0.24626 | 0 | 0 | 0 | 17.8097 | 0.054069 | 3.8243 | 0 | 0 | 0.008215 | 2.5427e-05 | 21.9426
[7 empty] | 2023 | 64020.5107 | 0 | 0 | 0 | 7757761.8308 | 18679.2307 | 6707829.3435 | 0 | 0 | 33188.9103 | 11604.7612 | 14593084.5872 | 2023 | 0.11588 | 0 | 0 | 0 | 16.1982 | 0.033137 | 4.5278 | 0 | 0 | 0.016594 | 4.6419e-05 | 20.8916
[7 empty] | 2024 | 26833.0784 | 0 | 0 | 0 | 6909874.8054 | 10141.6644 | 7783667.0263 | 0 | 0 | 55869.3612 | 18518.9923 | 14804904.928 | 2024 | 0.048568 | 0 | 0 | 0 | 14.4278 | 0.017991 | 5.254 | 0 | 0 | 0.027935 | 7.4076e-05 | 19.7764
[7 empty] | 2025 | 9829.2125 | 0 | 0 | 0 | 6015232.9877 | 4746.3925 | 8877668.4318 | 0 | 0 | 84645.1267 | 27134.7941 | 15019256.9454 | 2025 | 0.017791 | 0 | 0 | 0 | 12.5598 | 0.0084201 | 5.9924 | 0 | 0 | 0.042323 | 0.00010854 | 18.6209
[7 empty] | 2026 | 3094.8029 | 0 | 0 | 0 | 5159101.442 | 1880.8875 | 9921861.0696 | 0 | 0 | 117610.8286 | 36995.7112 | 15240544.7418 | 2026 | 0.0056016 | 0 | 0 | 0 | 10.7722 | 0.0033367 | 6.6973 | 0 | 0 | 0.058805 | 0.00014798 | 17.5374
[7 empty] | 2027 | 826.4556 | 0 | 0 | 0 | 4350784.9803 | 621.6786 | 10899900.8646 | 0 | 0 | 154747.6247 | 48096.5278 | 15454978.1317 | 2027 | 0.0014959 | 0 | 0 | 0 | 9.0844 | 0.0011029 | 7.3574 | 0 | 0 | 0.077374 | 0.00019239 | 16.522
[7 empty] | 2028 | 185.3037 | 0 | 0 | 0 | 3595930.4368 | 169.2618 | 11799246.4551 | 0 | 0 | 196025.6968 | 60426.0346 | 15651983.1888 | 2028 | 0.0003354 | 0 | 0 | 0 | 7.5083 | 0.00030027 | 7.9645 | 0 | 0 | 0.098013 | 0.0002417 | 15.5717
[7 empty] | 2029 | 34.6091 | 0 | 0 | 0 | 2898117.5832 | 37.5749 | 12611748.0157 | 0 | 0 | 241380.6566 | 73958.5416 | 15825276.9811 | 2029 | 6.2643e-05 | 0 | 0 | 0 | 6.0513 | 6.6658e-05 | 8.5129 | 0 | 0 | 0.12069 | 0.00029583 | 14.6853
[7 empty] | 2030 | 5.3476 | 0 | 0 | 0 | 2268317.303 | 6.7445 | 13335528.5935 | 0 | 0 | 290659.5734 | 88637.767 | 15983155.3289 | 2030 | 9.6791e-06 | 0 | 0 | 0 | 4.7362 | 1.1965e-05 | 9.0015 | 0 | 0 | 0.14533 | 0.00035455 | 13.8834
1
2
3
4
5
6
Medium AC: Split & Light Com | [6 empty] | Bank (kg) | [12 empty] | Bank (Mt CO2e)
Bank Setting | Actual | [6 empty] | HCFC-22 | HCFC-123 | HFC-134a | HFC-404A | HFC-410A | HFC-407C | HFC-32 | HFC-Mix | GWP <2150 | GWP <1000 | GWP <10 | Total |  | HCFC-22 | HCFC-123 | HFC-134a | HFC-404A | HFC-410A | HFC-407C | HFC-32 | HFC-Mix | GWP <2150 | GWP <1000 | GWP <10 | Total
[7 empty] | 2018 | 2423253.0562 | 0 | 585.3815 | 0 | 10845817.3844 | 703369.8546 | 93709.4281 | 0 | 244585.7143 | 10057.3287 | 877.6699 | 14322255.8177 | 2018 | 4.3861 | 0 | 0.0008371 | 0 | 22.6461 | 1.2478 | 0.063254 | 0 | 0.36688 | 0.0050287 | 3.5107e-06 | 28.7159
[7 empty] | 2019 | 2012402.8491 | 0 | 585.3815 | 0 | 11916700.8178 | 734260.2307 | 189496.5431 | 0 | 225942.8571 | 20716.9176 | 1393.9087 | 15101499.5057 | 2019 | 3.6424 | 0 | 0.0008371 | 0 | 24.8821 | 1.3026 | 0.12791 | 0 | 0.33891 | 0.010358 | 5.5756e-06 | 30.3051
[7 empty] | 2020 | 1601981.0329 | 0 | 585.3814 | 0 | 12924486.3314 | 757180.5125 | 319368.7483 | 0 | 207300 | 35565.725 | 2052.7729 | 15848520.5044 | 2020 | 2.8996 | 0 | 0.0008371 | 0 | 26.9863 | 1.3432 | 0.21557 | 0 | 0.31095 | 0.017783 | 8.2111e-06 | 31.7743
[7 empty] | 2021 | 1214500.249 | 0 | 577.0957 | 0 | 13814939.8043 | 766727.29 | 493060.9444 | 0 | 186428.5714 | 89574.5969 | 2991.7448 | 16568800.2964 | 2021 | 2.1982 | 0 | 0.00082525 | 0 | 28.8456 | 1.3602 | 0.33282 | 0 | 0.27964 | 0.044787 | 1.1967e-05 | 33.0621
[7 empty] | 2022 | 867381.5419 | 0 | 568.8048 | 0 | 14573513.829 | 762856.2575 | 711655.2139 | 0 | 167785.7143 | 183893.8562 | 4214.5444 | 17271869.7621 | 2022 | 1.57 | 0 | 0.00081339 | 0 | 30.4295 | 1.3533 | 0.48037 | 0 | 0.25168 | 0.091947 | 1.6858e-05 | 34.1776
[7 empty] | 2023 | 579592.6842 | 0 | 560.4877 | 0 | 15194280.4031 | 746945.0387 | 976288.6226 | 0 | 149142.8571 | 319718.5848 | 5725.2481 | 17972253.9263 | 2023 | 1.0491 | 0 | 0.0008015 | 0 | 31.7257 | 1.3251 | 0.65899 | 0 | 0.22371 | 0.15986 | 2.2901e-05 | 35.1432
[7 empty] | 2024 | 357012.7413 | 0 | 552.0644 | 0 | 15678149.636 | 720263.9636 | 1288156.2274 | 0 | 130500 | 498290.8125 | 7527.9188 | 18680453.364 | 2024 | 0.64619 | 0 | 0.00078945 | 0 | 32.736 | 1.2777 | 0.86951 | 0 | 0.19575 | 0.24915 | 3.0112e-05 | 35.9751
[7 empty] | 2025 | 196450.0606 | 0 | 543.3062 | 0 | 16031115.9534 | 683217.7107 | 1648514.1008 | 0 | 111857.1429 | 720901.8179 | 9626.5453 | 19402226.6378 | 2025 | 0.35557 | 0 | 0.00077693 | 0 | 33.473 | 1.212 | 1.1127 | 0 | 0.16779 | 0.36045 | 3.8506e-05 | 36.6824
[7 empty] | 2026 | 89546.8263 | 0 | 533.7041 | 0 | 16213895.8052 | 643792.8933 | 2089547.5379 | 0 | 93214.2857 | 994399.4401 | 14202.7593 | 20139133.2519 | 2026 | 0.16208 | 0 | 0.0007632 | 0 | 33.8546 | 1.1421 | 1.4104 | 0 | 0.13982 | 0.4972 | 5.6811e-05 | 37.2071
[7 empty] | 2027 | 25620.8816 | 0 | 522.31 | 0 | 16232319.6416 | 600678.7302 | 2613643.148 | 0 | 74571.4286 | 1320090.3361 | 21296.7908 | 20888743.2669 | 2027 | 0.046374 | 0 | 0.0007469 | 0 | 33.8931 | 1.0656 | 1.7642 | 0 | 0.11186 | 0.66005 | 8.5187e-05 | 37.542
[7 empty] | 2028 | 0 | 0 | 507.4271 | 0 | 16089442.2162 | 551808.4633 | 3223270.1722 | 0 | 55928.5714 | 1699350.0608 | 30949.0153 | 21651255.9263 | 2028 | 0 | 0 | 0.00072562 | 0 | 33.5948 | 0.97891 | 2.1757 | 0 | 0.083893 | 0.84968 | 0.0001238 | 37.6838
[7 empty] | 2029 | 0 | 0 | 486.0005 | 0 | 15784205.2098 | 495355.9864 | 3920889.4726 | 0 | 37285.7143 | 2133623.4702 | 43200.198 | 22415046.0518 | 2029 | 0 | 0 | 0.00069498 | 0 | 32.9574 | 0.87876 | 2.6466 | 0 | 0.055929 | 1.0668 | 0.0001728 | 37.6064
[7 empty] | 2030 | 0 | 0 | 453.6412 | 0 | 15319300.6845 | 431049.9905 | 4708731.0648 | 0 | 18642.8571 | 2624418.2136 | 48159.8942 | 23150756.346 | 2030 | 0 | 0 | 0.00064871 | 0 | 31.9867 | 0.76468 | 3.1784 | 0 | 0.027964 | 1.3122 | 0.00019264 | 37.2708
1
2
3
4
5
6
Large AC | [6 empty] | Bank (kg) | [12 empty] | Bank (Mt CO2e)
Bank Setting | Actual | [6 empty] | HCFC-22 | HCFC-123 | HFC-134a | HFC-404A | HFC-410A | HFC-407C | HFC-32 | HFC-Mix | GWP <2150 | GWP <1000 | GWP <10 | Total |  | HCFC-22 | HCFC-123 | HFC-134a | HFC-404A | HFC-410A | HFC-407C | HFC-32 | HFC-Mix | GWP <2150 | GWP <1000 | GWP <10 | Total
[7 empty] | 2018 | 1237517.7089 | 198570.13 | 2612316.4986 | 0 | 130903.101 | 34275.8819 | 0 | 0 | 0 | 7215.2888 | 1580.6316 | 4222379.2407 | 2018 | 2.2399 | 0.01529 | 3.7356 | 0 | 0.27333 | 0.060805 | 0 | 0 | 0 | 0.0036076 | 6.3225e-06 | 6.3286
[7 empty] | 2019 | 1103397.1279 | 190182.5265 | 2760238.5654 | 0 | 142624.1991 | 36516.311 | 0 | 0 | 0 | 14536.1925 | 4120.5247 | 4251615.447 | 2019 | 1.9971 | 0.014644 | 3.9471 | 0 | 0.2978 | 0.06478 | 0 | 0 | 0 | 0.0072681 | 1.6482e-05 | 6.3288
[7 empty] | 2020 | 982839.2042 | 182234.3686 | 2900046.2239 | 0 | 154057.4097 | 38731.8808 | 186.671 | 0 | 0 | 24400.6558 | 8380.7312 | 4290877.1451 | 2020 | 1.7789 | 0.014032 | 4.1471 | 0 | 0.32167 | 0.06871 | 0.000126 | 0 | 0 | 0.0122 | 3.3523e-05 | 6.3428
[7 empty] | 2021 | 875440.2867 | 174570.3323 | 3021537.1348 | 0 | 163588.9912 | 40438.8568 | 1163.5314 | 0 | 0 | 38458.8835 | 21322.085 | 4336520.1017 | 2021 | 1.5845 | 0.013442 | 4.3208 | 0 | 0.34157 | 0.071739 | 0.00078538 | 0 | 0 | 0.019229 | 8.5288e-05 | 6.3522
[7 empty] | 2022 | 779142.6993 | 166891.0189 | 3120897.5347 | 0 | 171177.4193 | 41637.6163 | 2936.5075 | 0 | 0 | 56764.4364 | 43113.12 | 4382560.3525 | 2022 | 1.4102 | 0.012851 | 4.4629 | 0 | 0.35742 | 0.073865 | 0.0019821 | 0 | 0 | 0.028382 | 0.00017245 | 6.3478
[7 empty] | 2023 | 691029.5697 | 158905.3301 | 3195363.3053 | 0 | 176798.3565 | 42324.36 | 5510.9284 | 0 | 0 | 79363.6552 | 73911.0307 | 4423206.5359 | 2023 | 1.2508 | 0.012236 | 4.5694 | 0 | 0.36915 | 0.075083 | 0.0037199 | 0 | 0 | 0.039682 | 0.00029564 | 6.3203
[7 empty] | 2024 | 608507.0989 | 150484.017 | 3244992.0589 | 0 | 180420.0257 | 42493.0575 | 8891.4901 | 0 | 0 | 106295.3093 | 113845.2548 | 4455928.3122 | 2024 | 1.1014 | 0.011587 | 4.6403 | 0 | 0.37672 | 0.075383 | 0.0060018 | 0 | 0 | 0.053148 | 0.00045538 | 6.265
[7 empty] | 2025 | 530401.9825 | 141733.1698 | 3272947.1909 | 0 | 182002.782 | 42135.3148 | 13080.4738 | 0 | 0 | 137590.2767 | 163029.0297 | 4482920.2202 | 2025 | 0.96003 | 0.010913 | 4.6803 | 0 | 0.38002 | 0.074748 | 0.0088293 | 0 | 0 | 0.068795 | 0.00065212 | 6.1843
[7 empty] | 2026 | 456680.1193 | 132884.4901 | 3273217.368 | 0 | 182773.418 | 41723.942 | 16846.4592 | 0 | 0 | 175158.7875 | 229668.3921 | 4508952.9762 | 2026 | 0.82659 | 0.010232 | 4.6807 | 0 | 0.38163 | 0.074018 | 0.011371 | 0 | 0 | 0.087579 | 0.00091867 | 6.073
[7 empty] | 2027 | 387957.6588 | 124143.2254 | 3247614.6383 | 0 | 182669.7151 | 41241.9363 | 21961.1677 | 0 | 0 | 219017.5312 | 313892.6347 | 4538498.5073 | 2027 | 0.7022 | 0.009559 | 4.6441 | 0 | 0.38141 | 0.073163 | 0.014824 | 0 | 0 | 0.10951 | 0.0012556 | 5.936
[7 empty] | 2028 | 324661.1307 | 115545.5809 | 3197222.1283 | 0 | 181583.5004 | 40659.0586 | 28409.3149 | 0 | 0 | 269169.4614 | 415793.514 | 4573043.6893 | 2028 | 0.58764 | 0.008897 | 4.572 | 0 | 0.37915 | 0.072129 | 0.019176 | 0 | 0 | 0.13458 | 0.0016632 | 5.7753
[7 empty] | 2029 | 266783.8792 | 106944.3543 | 3120640.9857 | 0 | 179352.8411 | 39929.6608 | 36172.5811 | 0 | 0 | 325603.6277 | 535424.4813 | 4610852.4112 | 2029 | 0.48288 | 0.0082347 | 4.4625 | 0 | 0.37449 | 0.070835 | 0.024416 | 0 | 0 | 0.1628 | 0.0021417 | 5.5883
[7 empty] | 2030 | 214111.9355 | 98095.8038 | 3015149.017 | 0 | 175783.3301 | 38998.6577 | 45229.6828 | 0 | 0 | 388295.0614 | 672800.083 | 4648463.5713 | 2030 | 0.38754 | 0.0075534 | 4.3117 | 0 | 0.36704 | 0.069184 | 0.03053 | 0 | 0 | 0.19415 | 0.0026912 | 5.3703
1
2
3
4
5
6
Total AC | [6 empty] | Bank (kg) | [12 empty] | Bank (Mt CO2e)
Bank Setting | Refer above | [6 empty] | HCFC-22 | HCFC-123 | HFC-134a | HFC-404A | HFC-410A | HFC-407C | HFC-32 | HFC-Mix | GWP <2150 | GWP <1000 | GWP <10 | Total |  | HCFC-22 | HCFC-123 | HFC-134a | HFC-404A | HFC-410A | HFC-407C | HFC-32 | HFC-Mix | GWP <2150 | GWP <1000 | GWP <10 | Total
[7 empty] | 2018 | 5295267.5998 | 198570.13 | 2865243.7127 | 0 | 21735214.8756 | 911012.5564 | 2285823.144 | 0 | 244585.7143 | 17272.6175 | 14083.1541 | 33567073.5043 | 2018 | 9.5844 | 0.01529 | 4.0973 | 0 | 45.3831 | 1.6161 | 1.5429 | 0 | 0.36688 | 0.0086363 | 5.6333e-05 | 62.6148
[7 empty] | 2019 | 4231509.0232 | 190182.5265 | 3010898.0095 | 0 | 22785538.2356 | 920218.6324 | 3137682.0872 | 0 | 225942.8571 | 35253.1101 | 18567.508 | 34555791.9895 | 2019 | 7.659 | 0.014644 | 4.3056 | 0 | 47.5762 | 1.6325 | 2.1179 | 0 | 0.33891 | 0.017627 | 7.427e-05 | 63.6625
[7 empty] | 2020 | 3307944.8599 | 182234.3686 | 3146480.2334 | 0 | 23463496.8404 | 920153.2107 | 4185602.7669 | 0 | 207300 | 59966.3808 | 25277.7295 | 35498456.3904 | 2020 | 5.9874 | 0.014032 | 4.4995 | 0 | 48.9918 | 1.6324 | 2.8253 | 0 | 0.31095 | 0.029983 | 0.00010111 | 64.2913
[7 empty] | 2021 | 2536193.1346 | 174570.3323 | 3261382.8217 | 0 | 23852088.145 | 907239.5176 | 5329944.4291 | 0 | 186428.5714 | 133631.4517 | 43012.7491 | 36424491.1526 | 2021 | 4.5905 | 0.013442 | 4.6638 | 0 | 49.8032 | 1.6094 | 3.5977 | 0 | 0.27964 | 0.066816 | 0.00017205 | 64.6247
[7 empty] | 2022 | 1910347.6079 | 166891.0189 | 3352458.446 | 0 | 23955701.6897 | 883040.163 | 6566681.8299 | 0 | 167785.7143 | 257613.124 | 71933.7512 | 37332453.3448 | 2022 | 3.4577 | 0.012851 | 4.794 | 0 | 50.0195 | 1.5665 | 4.4325 | 0 | 0.25168 | 0.12881 | 0.00028774 | 64.6639
[7 empty] | 2023 | 1419764.9539 | 158905.3301 | 3417565.642 | 0 | 23800029.7257 | 850014.8807 | 7892874.8678 | 0 | 149142.8571 | 433317.4104 | 112209.8792 | 38233825.5471 | 2023 | 2.5698 | 0.012236 | 4.8871 | 0 | 49.6945 | 1.5079 | 5.3277 | 0 | 0.22371 | 0.21666 | 0.00044884 | 64.44
[7 empty] | 2024 | 1045850.9196 | 150484.017 | 3457761.1618 | 0 | 23417855.5998 | 810009.2072 | 9300428.6628 | 0 | 130500 | 662193.4421 | 164004.0373 | 39139087.0475 | 2024 | 1.893 | 0.011587 | 4.9446 | 0 | 48.8965 | 1.437 | 6.2778 | 0 | 0.19575 | 0.3311 | 0.00065602 | 63.9879
[7 empty] | 2025 | 767821.6544 | 141733.1698 | 3477185.9095 | 0 | 22846004.3306 | 763244.0437 | 10775354.1356 | 0 | 111857.1429 | 945735.481 | 227461.8222 | 40056397.6897 | 2025 | 1.3898 | 0.010913 | 4.9724 | 0 | 47.7025 | 1.354 | 7.2734 | 0 | 0.16779 | 0.47287 | 0.00090985 | 63.3444
[7 empty] | 2026 | 565674.4578 | 132884.4901 | 3470014.1487 | 0 | 22135020.9391 | 717398.0319 | 12279922.814 | 0 | 93214.2857 | 1290963.3208 | 312748.1857 | 40997840.6739 | 2026 | 1.0239 | 0.010232 | 4.9621 | 0 | 46.2179 | 1.2727 | 8.2889 | 0 | 0.13982 | 0.64548 | 0.001251 | 62.5623
[7 empty] | 2027 | 421974.4779 | 124143.2254 | 3438431.9397 | 0 | 21303896.2759 | 670085.0155 | 13801098.7204 | 0 | 74571.4286 | 1699175.6933 | 420068.6602 | 41953445.4369 | 2027 | 0.76377 | 0.009559 | 4.917 | 0 | 44.4825 | 1.1887 | 9.3157 | 0 | 0.11186 | 0.84959 | 0.0016803 | 61.6404
[7 empty] | 2028 | 327873.5152 | 115545.5809 | 3383667.3783 | 0 | 20364187.2666 | 618350.5623 | 15327818.9531 | 0 | 55928.5714 | 2171715.5644 | 549583.8195 | 42914671.2116 | 2028 | 0.59345 | 0.008897 | 4.8386 | 0 | 42.5204 | 1.097 | 10.3463 | 0 | 0.083893 | 1.0859 | 0.0021983 | 60.5766
[7 empty] | 2029 | 267848.8315 | 106944.3543 | 3304050.5667 | 0 | 19320500.3609 | 559751.5365 | 16853627.9569 | 0 | 37285.7143 | 2709946.7641 | 701376.9719 | 43861333.057 | 2029 | 0.48481 | 0.0082347 | 4.7248 | 0 | 40.3412 | 0.993 | 11.3762 | 0 | 0.055929 | 1.355 | 0.0028055 | 59.3419
[7 empty] | 2030 | 214412.4926 | 98095.8038 | 3195992.8482 | 0 | 18187278.2918 | 493646.2186 | 18378870.8993 | 0 | 18642.8571 | 3315193.3377 | 865472.8653 | 44767605.6145 | 2030 | 0.38809 | 0.0075534 | 4.5703 | 0 | 37.975 | 0.87573 | 12.4057 | 0 | 0.027964 | 1.6576 | 0.0034619 | 57.9114
1
2
3
4
5
6
Small MAC | [6 empty] | Bank (kg) | [12 empty] | Bank (Mt CO2e)
Bank Setting | Actual | [6 empty] | No MAC | CFC-12 | HFC-134a | HFC-404A | HFC-410A | HFC-407C | HFC-32 | HFC-Mix | GWP <2150 | GWP <1000 | GWP <10 | Total |  | HCFC-22 | HCFC-123 | HFC-134a | HFC-404A | HFC-410A | HFC-407C | HFC-32 | HFC-Mix | GWP <2150 | GWP <1000 | GWP <10 | Total
[7 empty] | 2018 | 0 | 70332.4508 | 10116529.1356 | 0 | 0 | 0 | 0 | 0 | 0 | 0 | 171522.7173 | 10358384.3037 | 2018 | 0 | 0 | 14.5672 | 0 | 0 | 0 | 0 | 0 | 0 | 0 | 0.00068609 | 14.5679
[7 empty] | 2019 | 0 | 44979.5852 | 10248553.7451 | 0 | 0 | 0 | 0 | 0 | 0 | 0 | 188853.0348 | 10482386.3651 | 2019 | 0 | 0 | 14.7198 | 0 | 0 | 0 | 0 | 0 | 0 | 0 | 0.00075541 | 14.7205
[7 empty] | 2020 | 0 | 28769.2189 | 10354575.1396 | 0 | 0 | 0 | 0 | 0 | 0 | 0 | 225866.2601 | 10609210.6186 | 2020 | 0 | 0 | 14.8482 | 0 | 0 | 0 | 0 | 0 | 0 | 0 | 0.00090347 | 14.8491
[7 empty] | 2021 | 0 | 18440.5325 | 10346247.0412 | 0 | 0 | 0 | 0 | 0 | 0 | 0 | 369091.4151 | 10733778.9888 | 2021 | 0 | 0 | 14.8215 | 0 | 0 | 0 | 0 | 0 | 0 | 0 | 0.0014764 | 14.823
[7 empty] | 2022 | 0 | 12312.8503 | 10225034.0562 | 0 | 0 | 0 | 0 | 0 | 0 | 0 | 621619.9243 | 10858966.8308 | 2022 | 0 | 0 | 14.6394 | 0 | 0 | 0 | 0 | 0 | 0 | 0 | 0.0024865 | 14.6419
[7 empty] | 2023 | 0 | 6189.6514 | 9992516.8904 | 0 | 0 | 0 | 0 | 0 | 0 | 0 | 986431.5127 | 10985138.0544 | 2023 | 0 | 0 | 14.2982 | 0 | 0 | 0 | 0 | 0 | 0 | 0 | 0.0039457 | 14.3021
[7 empty] | 2024 | 0 | 72.3308 | 9643896.2179 | 0 | 0 | 0 | 0 | 0 | 0 | 0 | 1466396.3156 | 11110364.8643 | 2024 | 0 | 0 | 13.7909 | 0 | 0 | 0 | 0 | 0 | 0 | 0 | 0.0058656 | 13.7967
[7 empty] | 2025 | 0 | 0 | 9176572.2767 | 0 | 0 | 0 | 0 | 0 | 0 | 0 | 2064157.4702 | 11240729.7469 | 2025 | 0 | 0 | 13.1225 | 0 | 0 | 0 | 0 | 0 | 0 | 0 | 0.0082566 | 13.1308
[7 empty] | 2026 | 0 | 0 | 8657634.7485 | 0 | 0 | 0 | 0 | 0 | 0 | 0 | 2703003.7327 | 11360638.4813 | 2026 | 0 | 0 | 12.3804 | 0 | 0 | 0 | 0 | 0 | 0 | 0 | 0.010812 | 12.3912
[7 empty] | 2027 | 0 | 0 | 8106458.7344 | 0 | 0 | 0 | 0 | 0 | 0 | 0 | 3380250.6647 | 11486709.3992 | 2027 | 0 | 0 | 11.5922 | 0 | 0 | 0 | 0 | 0 | 0 | 0 | 0.013521 | 11.6058
[7 empty] | 2028 | 0 | 0 | 7519214.8099 | 0 | 0 | 0 | 0 | 0 | 0 | 0 | 4093000.9036 | 11612215.7136 | 2028 | 0 | 0 | 10.7525 | 0 | 0 | 0 | 0 | 0 | 0 | 0 | 0.016372 | 10.7688
[7 empty] | 2029 | 0 | 0 | 6898510.0368 | 0 | 0 | 0 | 0 | 0 | 0 | 0 | 4837658.9682 | 11736169.0049 | 2029 | 0 | 0 | 9.8649 | 0 | 0 | 0 | 0 | 0 | 0 | 0 | 0.019351 | 9.8842
[7 empty] | 2030 | 0 | 0 | 6247787.5437 | 0 | 0 | 0 | 0 | 0 | 0 | 0 | 5610305.9991 | 11858093.5429 | 2030 | 0 | 0 | 8.9343 | 0 | 0 | 0 | 0 | 0 | 0 | 0 | 0.022441 | 8.9568
[6 empty] | 1 | CFC-12 includes those manufactured with CFC, many of these have been retrofitted with HFC-134a and HC.
2
3
4
5
6
Large MAC | [6 empty] | Bank (kg) | [12 empty] | Bank (Mt CO2e)
Bank Setting | Actual | [6 empty] | HCFC-22 | HCFC-123 | HFC-134a | HFC-404A | HFC-410A | HFC-407C | HFC-32 | HFC-Mix | GWP <2150 | GWP <1000 | GWP <10 | Total |  | HCFC-22 | HCFC-123 | HFC-134a | HFC-404A | HFC-410A | HFC-407C | HFC-32 | HFC-Mix | GWP <2150 | GWP <1000 | GWP <10 | Total
[7 empty] | 2018 | 22392.5496 | 0 | 226107.986 | 0 | 114863.8578 | 441620.2625 | 0 | 0 | 0 | 0 | 0 | 804984.656 | 2018 | 0.040531 | 0 | 0.32333 | 0 | 0.23984 | 0.78343 | 0 | 0 | 0 | 0 | 0 | 1.3871
[7 empty] | 2019 | 18008.3153 | 0 | 224383.1975 | 0 | 128603.8072 | 466712.8568 | 0 | 0 | 0 | 0 | 0 | 837708.1768 | 2019 | 0.032595 | 0 | 0.32087 | 0 | 0.26852 | 0.82795 | 0 | 0 | 0 | 0 | 0 | 1.4499
[7 empty] | 2020 | 14443.3043 | 0 | 221913.35 | 0 | 142146.7624 | 489777.9599 | 0 | 0 | 0 | 0 | 0 | 868281.3766 | 2020 | 0.026142 | 0 | 0.31734 | 0 | 0.2968 | 0.86887 | 0 | 0 | 0 | 0 | 0 | 1.5091
[7 empty] | 2021 | 11680.5417 | 0 | 218285.2379 | 0 | 154334.412 | 508179.8637 | 2964.4708 | 0 | 0 | 973.0995 | 159.064 | 896576.6895 | 2021 | 0.021142 | 0 | 0.31215 | 0 | 0.32225 | 0.90151 | 0.002001 | 0 | 0 | 0.00048655 | 6.3626e-07 | 1.5595
[7 empty] | 2022 | 9584.0014 | 0 | 213640.8956 | 0 | 164995.8439 | 521799.4777 | 8982.3464 | 0 | 0 | 2914.668 | 479.6302 | 922396.8631 | 2022 | 0.017347 | 0 | 0.30551 | 0 | 0.34451 | 0.92567 | 0.0060631 | 0 | 0 | 0.0014573 | 1.9185e-06 | 1.6006
[7 empty] | 2023 | 7963.7437 | 0 | 208111.4078 | 0 | 173940.7065 | 530465.4987 | 18144.5621 | 0 | 0 | 5820.1994 | 964.2073 | 945410.3254 | 2023 | 0.014414 | 0 | 0.2976 | 0 | 0.36319 | 0.94105 | 0.012248 | 0 | 0 | 0.0029101 | 3.8568e-06 | 1.6314
[7 empty] | 2024 | 6639.5994 | 0 | 201811.0941 | 0 | 180963.5726 | 533970.9143 | 30544.0939 | 0 | 0 | 9685.3129 | 1615.3752 | 965229.9624 | 2024 | 0.012018 | 0 | 0.28859 | 0 | 0.37785 | 0.94726 | 0.020617 | 0 | 0 | 0.0048427 | 6.4615e-06 | 1.6512
[7 empty] | 2025 | 5478.4554 | 0 | 194851.5223 | 0 | 185872.0226 | 532190.1189 | 46275.9997 | 0 | 0 | 14505.7538 | 2435.7866 | 981609.6593 | 2025 | 0.009916 | 0 | 0.27864 | 0 | 0.3881 | 0.94411 | 0.031236 | 0 | 0 | 0.0072529 | 9.7431e-06 | 1.6593
[7 empty] | 2026 | 4399.9333 | 0 | 186844.5621 | 0 | 188531.9642 | 525147.0008 | 65395.7574 | 0 | 0 | 20653.6598 | 3656.1726 | 994629.0501 | 2026 | 0.0079639 | 0 | 0.26719 | 0 | 0.39365 | 0.93161 | 0.044142 | 0 | 0 | 0.010327 | 1.4625e-05 | 1.6549
[7 empty] | 2027 | 3382.3082 | 0 | 177967.4383 | 0 | 188868.6134 | 513217.6216 | 87959.7343 | 0 | 0 | 28109.3574 | 5276.713 | 1004781.7862 | 2027 | 0.006122 | 0 | 0.25449 | 0 | 0.39436 | 0.91045 | 0.059373 | 0 | 0 | 0.014055 | 2.1107e-05 | 1.6389
[7 empty] | 2028 | 2450.8258 | 0 | 168436.0693 | 0 | 186850.0695 | 496947.0344 | 114025.0341 | 0 | 0 | 36853.3543 | 7297.6092 | 1012859.9967 | 2028 | 0.004436 | 0 | 0.24086 | 0 | 0.39014 | 0.88158 | 0.076967 | 0 | 0 | 0.018427 | 2.919e-05 | 1.6124
[7 empty] | 2029 | 1655.1858 | 0 | 158499.6699 | 0 | 182450.6416 | 476843.968 | 143648.5558 | 0 | 0 | 46866.3076 | 9719.053 | 1019683.3817 | 2029 | 0.0029959 | 0 | 0.22665 | 0 | 0.38096 | 0.84592 | 0.096963 | 0 | 0 | 0.023433 | 3.8876e-05 | 1.577
[7 empty] | 2030 | 1036.2619 | 0 | 148416.9266 | 0 | 175651.8427 | 453295.7019 | 176882.8827 | 0 | 0 | 58128.8895 | 12541.0939 | 1025953.5992 | 2030 | 0.0018756 | 0 | 0.21224 | 0 | 0.36676 | 0.80415 | 0.1194 | 0 | 0 | 0.029064 | 5.0164e-05 | 1.5335
1
2
3
4
5
6
Total MAC | [6 empty] | Bank (kg) | [12 empty] | Bank (Mt CO2e)
Bank Setting | Refer above | [6 empty] | HCFC-22 | HCFC-123 | HFC-134a | HFC-404A | HFC-410A | HFC-407C | HFC-32 | HFC-Mix | GWP <2150 | GWP <1000 | GWP <10 | Total |  | HCFC-22 | HCFC-123 | HFC-134a | HFC-404A | HFC-410A | HFC-407C | HFC-32 | HFC-Mix | GWP <2150 | GWP <1000 | GWP <10 | Total
[7 empty] | 2018 | 22392.5496 | 0 | 10412969.5724 | 0 | 114863.8578 | 441620.2625 | 0 | 0 | 0 | 0 | 171522.7173 | 11163368.9597 | 2018 | 0.040531 | 0 | 14.8905 | 0 | 0.23984 | 0.78343 | 0 | 0 | 0 | 0 | 0.00068609 | 15.955
[7 empty] | 2019 | 18008.3153 | 0 | 10517916.5278 | 0 | 128603.8072 | 466712.8568 | 0 | 0 | 0 | 0 | 188853.0348 | 11320094.5419 | 2019 | 0.032595 | 0 | 15.0406 | 0 | 0.26852 | 0.82795 | 0 | 0 | 0 | 0 | 0.00075541 | 16.1704
[7 empty] | 2020 | 14443.3043 | 0 | 10605257.7085 | 0 | 142146.7624 | 489777.9599 | 0 | 0 | 0 | 0 | 225866.2601 | 11477491.9952 | 2020 | 0.026142 | 0 | 15.1655 | 0 | 0.2968 | 0.86887 | 0 | 0 | 0 | 0 | 0.00090347 | 16.3582
[7 empty] | 2021 | 11680.5417 | 0 | 10582972.8116 | 0 | 154334.412 | 508179.8637 | 2964.4708 | 0 | 0 | 973.0995 | 369250.4791 | 11630355.6783 | 2021 | 0.021142 | 0 | 15.1337 | 0 | 0.32225 | 0.90151 | 0.002001 | 0 | 0 | 0.00048655 | 0.001477 | 16.3825
[7 empty] | 2022 | 9584.0014 | 0 | 10450987.8021 | 0 | 164995.8439 | 521799.4777 | 8982.3464 | 0 | 0 | 2914.668 | 622099.5545 | 11781363.694 | 2022 | 0.017347 | 0 | 14.9449 | 0 | 0.34451 | 0.92567 | 0.0060631 | 0 | 0 | 0.0014573 | 0.0024884 | 16.2425
[7 empty] | 2023 | 7963.7437 | 0 | 10206817.9495 | 0 | 173940.7065 | 530465.4987 | 18144.5621 | 0 | 0 | 5820.1994 | 987395.7201 | 11930548.3799 | 2023 | 0.014414 | 0 | 14.5957 | 0 | 0.36319 | 0.94105 | 0.012248 | 0 | 0 | 0.0029101 | 0.0039496 | 15.9335
[7 empty] | 2024 | 6639.5994 | 0 | 9845779.6428 | 0 | 180963.5726 | 533970.9143 | 30544.0939 | 0 | 0 | 9685.3129 | 1468011.6908 | 12075594.8267 | 2024 | 0.012018 | 0 | 14.0795 | 0 | 0.37785 | 0.94726 | 0.020617 | 0 | 0 | 0.0048427 | 0.005872 | 15.4479
[7 empty] | 2025 | 5478.4554 | 0 | 9371423.799 | 0 | 185872.0226 | 532190.1189 | 46275.9997 | 0 | 0 | 14505.7538 | 2066593.2568 | 12222339.4062 | 2025 | 0.009916 | 0 | 13.4011 | 0 | 0.3881 | 0.94411 | 0.031236 | 0 | 0 | 0.0072529 | 0.0082664 | 14.79
[7 empty] | 2026 | 4399.9333 | 0 | 8844479.3106 | 0 | 188531.9642 | 525147.0008 | 65395.7574 | 0 | 0 | 20653.6598 | 2706659.9053 | 12355267.5314 | 2026 | 0.0079639 | 0 | 12.6476 | 0 | 0.39365 | 0.93161 | 0.044142 | 0 | 0 | 0.010327 | 0.010827 | 14.0461
[7 empty] | 2027 | 3382.3082 | 0 | 8284426.1727 | 0 | 188868.6134 | 513217.6216 | 87959.7343 | 0 | 0 | 28109.3574 | 3385527.3777 | 12491491.1853 | 2027 | 0.006122 | 0 | 11.8467 | 0 | 0.39436 | 0.91045 | 0.059373 | 0 | 0 | 0.014055 | 0.013542 | 13.2446
[7 empty] | 2028 | 2450.8258 | 0 | 7687650.8793 | 0 | 186850.0695 | 496947.0344 | 114025.0341 | 0 | 0 | 36853.3543 | 4100298.5128 | 12625075.7103 | 2028 | 0.004436 | 0 | 10.9933 | 0 | 0.39014 | 0.88158 | 0.076967 | 0 | 0 | 0.018427 | 0.016401 | 12.3813
[7 empty] | 2029 | 1655.1858 | 0 | 7057009.7066 | 0 | 182450.6416 | 476843.968 | 143648.5558 | 0 | 0 | 46866.3076 | 4847378.0212 | 12755852.3866 | 2029 | 0.0029959 | 0 | 10.0915 | 0 | 0.38096 | 0.84592 | 0.096963 | 0 | 0 | 0.023433 | 0.01939 | 11.4612
[7 empty] | 2030 | 1036.2619 | 0 | 6396204.4703 | 0 | 175651.8427 | 453295.7019 | 176882.8827 | 0 | 0 | 58128.8895 | 5622847.093 | 12884047.1421 | 2030 | 0.0018756 | 0 | 9.1466 | 0 | 0.36676 | 0.80415 | 0.1194 | 0 | 0 | 0.029064 | 0.022491 | 10.4903
1
2
3
4
5
6
Domestic Refrigeration | [6 empty] | Bank (kg) | [12 empty] | Bank (Mt CO2e)
Bank Setting | Actual | [6 empty] | HCFC-22 | HCFC-123 | HFC-134a | HFC-404A | HFC-410A | HFC-407C | HFC-32 | HFC-Mix | GWP <2150 | GWP <1000 | GWP <10 | Total |  | HCFC-22 | HCFC-123 | HFC-134a | HFC-404A | HFC-410A | HFC-407C | HFC-32 | HFC-Mix | GWP <2150 | GWP <1000 | GWP <10 | Total
[7 empty] | 2018 | 0 | 0 | 1671518.9684 | 0 | 0 | 0 | 0 | 0 | 0 | 0 | 474494.4606 | 2146013.429 | 2018 | 0 | 0 | 2.3903 | 0 | 0 | 0 | 0 | 0 | 0 | 0 | 0.001898 | 2.3922
[7 empty] | 2019 | 0 | 0 | 1541182.5644 | 0 | 0 | 0 | 0 | 0 | 0 | 0 | 536490.5559 | 2077673.1203 | 2019 | 0 | 0 | 2.2039 | 0 | 0 | 0 | 0 | 0 | 0 | 0 | 0.002146 | 2.206
[7 empty] | 2020 | 0 | 0 | 1402711.08 | 0 | 0 | 0 | 0 | 0 | 0 | 0 | 598865.8697 | 2001576.9497 | 2020 | 0 | 0 | 2.0059 | 0 | 0 | 0 | 0 | 0 | 0 | 0 | 0.0023955 | 2.0083
[7 empty] | 2021 | 0 | 0 | 1257427.4329 | 0 | 0 | 0 | 0 | 0 | 0 | 0 | 660123.8905 | 1917551.3234 | 2021 | 0 | 0 | 1.7981 | 0 | 0 | 0 | 0 | 0 | 0 | 0 | 0.0026405 | 1.8008
[7 empty] | 2022 | 0 | 0 | 1106934.751 | 0 | 0 | 0 | 0 | 0 | 0 | 0 | 719273.0253 | 1826207.7763 | 2022 | 0 | 0 | 1.5829 | 0 | 0 | 0 | 0 | 0 | 0 | 0 | 0.0028771 | 1.5858
[7 empty] | 2023 | 0 | 0 | 954569.8988 | 0 | 0 | 0 | 0 | 0 | 0 | 0 | 774910.6224 | 1729480.5212 | 2023 | 0 | 0 | 1.365 | 0 | 0 | 0 | 0 | 0 | 0 | 0 | 0.0030996 | 1.3681
[7 empty] | 2024 | 0 | 0 | 804726.3452 | 0 | 0 | 0 | 0 | 0 | 0 | 0 | 825811.0057 | 1630537.3509 | 2024 | 0 | 0 | 1.1508 | 0 | 0 | 0 | 0 | 0 | 0 | 0 | 0.0033032 | 1.1541
[7 empty] | 2025 | 0 | 0 | 662248.5023 | 0 | 0 | 0 | 0 | 0 | 0 | 0 | 871370.2676 | 1533618.7698 | 2025 | 0 | 0 | 0.94702 | 0 | 0 | 0 | 0 | 0 | 0 | 0 | 0.0034855 | 0.9505
[7 empty] | 2026 | 0 | 0 | 531478.0196 | 0 | 0 | 0 | 0 | 0 | 0 | 0 | 912186.7964 | 1443664.816 | 2026 | 0 | 0 | 0.76001 | 0 | 0 | 0 | 0 | 0 | 0 | 0 | 0.0036487 | 0.76366
[7 empty] | 2027 | 0 | 0 | 416325.2799 | 0 | 0 | 0 | 0 | 0 | 0 | 0 | 949413.6037 | 1365738.8836 | 2027 | 0 | 0 | 0.59535 | 0 | 0 | 0 | 0 | 0 | 0 | 0 | 0.0037977 | 0.59914
[7 empty] | 2028 | 0 | 0 | 319494.4045 | 0 | 0 | 0 | 0 | 0 | 0 | 0 | 984505.9004 | 1304000.3049 | 2028 | 0 | 0 | 0.45688 | 0 | 0 | 0 | 0 | 0 | 0 | 0 | 0.003938 | 0.46082
[7 empty] | 2029 | 0 | 0 | 242122.9979 | 0 | 0 | 0 | 0 | 0 | 0 | 0 | 1018425.5347 | 1260548.5327 | 2029 | 0 | 0 | 0.34624 | 0 | 0 | 0 | 0 | 0 | 0 | 0 | 0.0040737 | 0.35031
[7 empty] | 2030 | 0 | 0 | 183614.6074 | 0 | 0 | 0 | 0 | 0 | 0 | 0 | 1051098.9597 | 1234713.567 | 2030 | 0 | 0 | 0.26257 | 0 | 0 | 0 | 0 | 0 | 0 | 0 | 0.0042044 | 0.26677
1
2
3
4
5
6
RCFC: Self Contained | [6 empty] | Bank (kg) | [12 empty] | Bank (Mt CO2e)
Bank Setting | Actual | [6 empty] | HCFC-22 | HCFC-123 | HFC-134a | HFC-404A | HFC-410A | HFC-407C | HFC-32 | HFC-Mix | GWP <2150 | GWP <1000 | GWP <10 | Total |  | HCFC-22 | HCFC-123 | HFC-134a | HFC-404A | HFC-410A | HFC-407C | HFC-32 | HFC-Mix | GWP <2150 | GWP <1000 | GWP <10 | Total
[7 empty] | 2018 | 2643.4305 | 0 | 220798.4263 | 260403.4639 | 0 | 568.1091 | 0 | 0 | 2928.3028 | 0 | 21637.0962 | 508978.8289 | 2018 | 0.0047846 | 0 | 0.31574 | 1.0213 | 0 | 0.0010078 | 0 | 0 | 0.0043925 | 0 | 8.6548e-05 | 1.3473
[7 empty] | 2019 | 1579.4715 | 0 | 229678.6228 | 241731.3586 | 0 | 392.3055 | 0 | 0 | 4387.02 | 0 | 29077.2484 | 506846.0266 | 2019 | 0.0028588 | 0 | 0.32844 | 0.94807 | 0 | 0.00069595 | 0 | 0 | 0.0065805 | 0 | 0.00011631 | 1.2868
[7 empty] | 2020 | 777.5663 | 0 | 236908.6665 | 221655.7221 | 0 | 253.938 | 0 | 0 | 6416.2676 | 0 | 36853.6132 | 502865.7737 | 2020 | 0.0014074 | 0 | 0.33878 | 0.86933 | 0 | 0.00045049 | 0 | 0 | 0.0096244 | 0 | 0.00014741 | 1.2197
[7 empty] | 2021 | 230.878 | 0 | 241991.4675 | 200286.2159 | 0 | 152.0302 | 0 | 0 | 8954.5348 | 85.7402 | 45005.4798 | 496706.3465 | 2021 | 0.00041789 | 0 | 0.34605 | 0.78552 | 0 | 0.0002697 | 0 | 0 | 0.013432 | 4.287e-05 | 0.00018002 | 1.1459
[7 empty] | 2022 | 0 | 0 | 244737.9744 | 178415.8901 | 0 | 82.3297 | 0 | 0 | 12004.2128 | 258.2108 | 53396.8543 | 488895.472 | 2022 | 0 | 0 | 0.34998 | 0.69975 | 0 | 0.00014605 | 0 | 0 | 0.018006 | 0.00012911 | 0.00021359 | 1.0682
[7 empty] | 2023 | 0 | 0 | 245073.739 | 156488.1914 | 0 | 39.5261 | 0 | 0 | 15565.5189 | 518.4105 | 61939.6312 | 479625.0171 | 2023 | 0 | 0 | 0.35046 | 0.61375 | 0 | 7.0119e-05 | 0 | 0 | 0.023348 | 0.00025921 | 0.00024776 | 0.98813
[7 empty] | 2024 | 0 | 0 | 242953.1278 | 135074.2325 | 0 | 16.5906 | 0 | 0 | 19632.3319 | 867.343 | 70514.1079 | 469057.7339 | 2024 | 0 | 0 | 0.34742 | 0.52976 | 0 | 2.9432e-05 | 0 | 0 | 0.029448 | 0.00043367 | 0.00028206 | 0.90738
[7 empty] | 2025 | 0 | 0 | 238408.4055 | 114855.4746 | 0 | 5.944 | 0 | 0 | 24184.4607 | 1305.9909 | 78968.6304 | 457728.906 | 2025 | 0 | 0 | 0.34092 | 0.45046 | 0 | 1.0545e-05 | 0 | 0 | 0.036277 | 0.000653 | 0.00031587 | 0.82864
[7 empty] | 2026 | 0 | 0 | 229375.8877 | 96707.5317 | 0 | 1.7888 | 0 | 0 | 30000.61 | 1826.2459 | 87577.7182 | 445489.7823 | 2026 | 0 | 0 | 0.32801 | 0.37929 | 0 | 3.1733e-06 | 0 | 0 | 0.045001 | 0.00091312 | 0.00035031 | 0.75356
[7 empty] | 2027 | 0 | 0 | 216388.7177 | 80579.6706 | 0 | 0.44609 | 0 | 0 | 37021.6334 | 2426.7043 | 96242.1133 | 432659.2852 | 2027 | 0 | 0 | 0.30944 | 0.31603 | 0 | 7.9137e-07 | 0 | 0 | 0.055532 | 0.0012134 | 0.00038497 | 0.6826
[7 empty] | 2028 | 0 | 0 | 199561.7351 | 66784.6553 | 0 | 0.091167 | 0 | 0 | 45170.6156 | 3104.6215 | 104883.8733 | 419505.592 | 2028 | 0 | 0 | 0.28537 | 0.26193 | 0 | 1.6173e-07 | 0 | 0 | 0.067756 | 0.0015523 | 0.00041954 | 0.61703
[7 empty] | 2029 | 0 | 0 | 178973.7855 | 55321.8013 | 0 | 0.015132 | 0 | 0 | 54318.072 | 3854.5544 | 113532.0864 | 406000.3147 | 2029 | 0 | 0 | 0.25593 | 0.21697 | 0 | 2.6845e-08 | 0 | 0 | 0.081477 | 0.0019273 | 0.00045413 | 0.55676
[7 empty] | 2030 | 0 | 0 | 154970.2034 | 45466.8049 | 0 | 0.0020254 | 0 | 0 | 64413.0159 | 4667.1099 | 122345.4826 | 391862.6187 | 2030 | 0 | 0 | 0.22161 | 0.17832 | 0 | 3.593e-09 | 0 | 0 | 0.09662 | 0.0023336 | 0.00048938 | 0.49937
1
2
3
4
5
6
RCFC: Remote | [6 empty] | Bank (kg) | [12 empty] | Bank (Mt CO2e)
Bank Setting | Actual | [6 empty] | HCFC-22 | HCFC-123 | HFC-134a | HFC-404A | HFC-410A | HFC-407C | HFC-32 | HFC-Mix | GWP <2150 | GWP <1000 | GWP <10 | Total |  | HCFC-22 | HCFC-123 | HFC-134a | HFC-404A | HFC-410A | HFC-407C | HFC-32 | HFC-Mix | GWP <2150 | GWP <1000 | GWP <10 | Total
[7 empty] | 2018 | 165195.7162 | 0 | 1014093.0649 | 2718258.2041 | 43059.9253 | 107633.0356 | 0 | 0 | 90665.659 | 1334.0352 | 1936.2453 | 4142175.8855 | 2018 | 0.299 | 0 | 1.4502 | 10.661 | 0.089909 | 0.19094 | 0 | 0 | 0.136 | 0.00066702 | 7.745e-06 | 12.8277
[7 empty] | 2019 | 135287.4292 | 0 | 1096954.72 | 2663225.5333 | 52733.6805 | 103815.712 | 0 | 0 | 89922.4282 | 2676.8786 | 2424.6343 | 4147041.016 | 2019 | 0.24487 | 0 | 1.5686 | 10.4452 | 0.11011 | 0.18417 | 0 | 0 | 0.13488 | 0.0013384 | 9.6985e-06 | 12.6892
[7 empty] | 2020 | 107969.1878 | 0 | 1183231.7884 | 2594767.0276 | 64165.3053 | 110191.6353 | 0 | 0 | 90236.0799 | 4476.1992 | 2998.3697 | 4158035.5932 | 2020 | 0.19542 | 0 | 1.692 | 10.1767 | 0.13398 | 0.19548 | 0 | 0 | 0.13535 | 0.0022381 | 1.1993e-05 | 12.5312
[7 empty] | 2021 | 83544.047 | 0 | 1258779.3122 | 2511106.2853 | 75047.5313 | 115972.9613 | 0 | 0 | 101903.5145 | 14217.197 | 6037.0866 | 4166607.9351 | 2021 | 0.15121 | 0 | 1.8001 | 9.8486 | 0.1567 | 0.20574 | 0 | 0 | 0.15286 | 0.0071086 | 2.4148e-05 | 12.3223
[7 empty] | 2022 | 62261.5016 | 0 | 1322837.9244 | 2412820.4934 | 85314.7654 | 121184.2001 | 0 | 0 | 125085.9364 | 32042.0013 | 11574.0048 | 4173120.8272 | 2022 | 0.11269 | 0 | 1.8917 | 9.4631 | 0.17814 | 0.21498 | 0 | 0 | 0.18763 | 0.016021 | 4.6296e-05 | 12.0642
[7 empty] | 2023 | 44309.3273 | 0 | 1374991.3188 | 2300420.3435 | 94844.9977 | 125815.1492 | 0 | 0 | 159914.4327 | 58095.1885 | 19636.9579 | 4178027.7155 | 2023 | 0.0802 | 0 | 1.9662 | 9.0222 | 0.19804 | 0.2232 | 0 | 0 | 0.23987 | 0.029048 | 7.8548e-05 | 11.7589
[7 empty] | 2024 | 29776.4771 | 0 | 1414801.6539 | 2174447.2295 | 103540.8982 | 129873.4217 | 0 | 0 | 206516.6132 | 92523.8089 | 30253.5784 | 4181733.6808 | 2024 | 0.053895 | 0 | 2.0232 | 8.5282 | 0.21619 | 0.2304 | 0 | 0 | 0.30977 | 0.046262 | 0.00012101 | 11.408
[7 empty] | 2025 | 18608.7259 | 0 | 1441815.7407 | 2035316.7433 | 111366.5137 | 133390.2765 | 0 | 0 | 265015.829 | 135477.33 | 43451.7652 | 4184442.9242 | 2025 | 0.033682 | 0 | 2.0618 | 7.9825 | 0.23253 | 0.23663 | 0 | 0 | 0.39752 | 0.067739 | 0.00017381 | 11.0126
[7 empty] | 2026 | 10629.9347 | 0 | 1452858.5789 | 1887774.773 | 116800.9137 | 134910.8237 | 0 | 0 | 334777.5991 | 188727.9989 | 59487.2282 | 4185967.8502 | 2026 | 0.01924 | 0 | 2.0776 | 7.4039 | 0.24388 | 0.23933 | 0 | 0 | 0.50217 | 0.094364 | 0.00023795 | 10.5807
[7 empty] | 2027 | 5564.6346 | 0 | 1447617.6268 | 1732230.0635 | 119928.5418 | 134521.0202 | 0 | 0 | 415731.8252 | 252337.6414 | 78347.1486 | 4186278.5021 | 2027 | 0.010072 | 0 | 2.0701 | 6.7938 | 0.25041 | 0.23864 | 0 | 0 | 0.6236 | 0.12617 | 0.00031339 | 10.1131
[7 empty] | 2028 | 3111.9079 | 0 | 1425595.2894 | 1569471.889 | 120878.2004 | 132313.8623 | 0 | 0 | 507793.1373 | 326358.7536 | 100016.2731 | 4185539.3131 | 2028 | 0.0056326 | 0 | 2.0386 | 6.1555 | 0.25239 | 0.23472 | 0 | 0 | 0.76169 | 0.16318 | 0.00040007 | 9.6121
[7 empty] | 2029 | 3004.2237 | 0 | 1386059.9571 | 1401197.7171 | 119733.4262 | 128365.2366 | 0 | 0 | 610810.9152 | 410817.05 | 124471.4444 | 4184459.9702 | 2029 | 0.0054376 | 0 | 1.9821 | 5.4955 | 0.25 | 0.22772 | 0 | 0 | 0.91622 | 0.20541 | 0.00049789 | 9.0828
[7 empty] | 2030 | 4981.8968 | 0 | 1328262.8559 | 1230288.7427 | 116495.2213 | 122717.075 | 0 | 0 | 724461.3618 | 505682.1063 | 151667.0677 | 4184556.3275 | 2030 | 0.0090172 | 0 | 1.8994 | 4.8252 | 0.24324 | 0.2177 | 0 | 0 | 1.0867 | 0.25284 | 0.00060667 | 8.5347
1
2
3
4
5
6
RCFC: Supermarket | [6 empty] | Bank (kg) | [12 empty] | Bank (Mt CO2e)
Bank Setting | Actual | [6 empty] | HCFC-22 | HCFC-123 | HFC-134a | HFC-404A | HFC-410A | HFC-407C | HFC-32 | HFC-Mix | GWP <2150 | GWP <1000 | GWP <10 | Total |  | HCFC-22 | HCFC-123 | HFC-134a | HFC-404A | HFC-410A | HFC-407C | HFC-32 | HFC-Mix | GWP <2150 | GWP <1000 | GWP <10 | Total
[7 empty] | 2018 | 120919.1171 | 0 | 577537.4141 | 1415182.9339 | 0 | 0 | 0 | 0 | 72431.9592 | 12103.224 | 218282.2911 | 2416456.9396 | 2018 | 0.21886 | 0 | 0.82588 | 5.5503 | 0 | 0 | 0 | 0 | 0.10865 | 0.0060516 | 0.00087313 | 6.7107
[7 empty] | 2019 | 99627.679 | 0 | 609030.6517 | 1435555.1639 | 0 | 0 | 0 | 0 | 80926.7239 | 18697.6656 | 244596.9618 | 2488434.8459 | 2019 | 0.18033 | 0 | 0.87091 | 5.6302 | 0 | 0 | 0 | 0 | 0.12139 | 0.0093488 | 0.00097839 | 6.8132
[7 empty] | 2020 | 76954.9099 | 0 | 641890.8608 | 1455880.4655 | 0 | 0 | 0 | 0 | 89864.7205 | 25675.6344 | 272290.1031 | 2562556.6943 | 2020 | 0.13929 | 0 | 0.9179 | 5.71 | 0 | 0 | 0 | 0 | 0.1348 | 0.012838 | 0.0010892 | 6.9159
[7 empty] | 2021 | 52585.8551 | 0 | 684255.6576 | 1372771.3146 | 0 | 0 | 0 | 0 | 126324.1214 | 47371.5455 | 342627.8618 | 2625936.356 | 2021 | 0.09518 | 0 | 0.97849 | 5.384 | 0 | 0 | 0 | 0 | 0.18949 | 0.023686 | 0.0013705 | 6.6722
[7 empty] | 2022 | 26950.2508 | 0 | 728337.5124 | 1284596.7809 | 0 | 0 | 0 | 0 | 164550.3269 | 70136.2049 | 416312.327 | 2690883.4028 | 2022 | 0.04878 | 0 | 1.0415 | 5.0382 | 0 | 0 | 0 | 0 | 0.24683 | 0.035068 | 0.0016652 | 6.4121
[7 empty] | 2023 | 0 | 0 | 774195.8002 | 1191155.5384 | 0 | 0 | 0 | 0 | 204608.8901 | 94009.49 | 493466.8731 | 2757436.5918 | 2023 | 0 | 0 | 1.1071 | 4.6717 | 0 | 0 | 0 | 0 | 0.30691 | 0.047005 | 0.0019739 | 6.1347
[7 empty] | 2024 | 0 | 0 | 821891.7915 | 1063924.7536 | 0 | 0 | 0 | 0 | 246567.5375 | 119032.6043 | 574218.9513 | 2825635.6381 | 2024 | 0 | 0 | 1.1753 | 4.1727 | 0 | 0 | 0 | 0 | 0.36985 | 0.059516 | 0.0022969 | 5.7797
[7 empty] | 2025 | 0 | 0 | 871488.71 | 929587.9573 | 0 | 0 | 0 | 0 | 290496.2367 | 145248.1183 | 658700.2166 | 2895521.2388 | 2025 | 0 | 0 | 1.2462 | 3.6458 | 0 | 0 | 0 | 0 | 0.43574 | 0.072624 | 0.0026348 | 5.4031
[7 empty] | 2026 | 0 | 0 | 800026.6357 | 871140.1145 | 0 | 0 | 0 | 0 | 325936.7775 | 177783.6968 | 776618.449 | 2951505.6736 | 2026 | 0 | 0 | 1.144 | 3.4166 | 0 | 0 | 0 | 0 | 0.48891 | 0.088892 | 0.0031065 | 5.1416
[7 empty] | 2027 | 0 | 0 | 725357.4831 | 809982.5228 | 0 | 0 | 0 | 0 | 362678.7415 | 211562.5992 | 898989.9306 | 3008571.2772 | 2027 | 0 | 0 | 1.0373 | 3.1768 | 0 | 0 | 0 | 0 | 0.54402 | 0.10578 | 0.003596 | 4.8674
[7 empty] | 2028 | 0 | 0 | 647381.5536 | 746030.1713 | 0 | 0 | 0 | 0 | 400760.0094 | 246621.5442 | 1025945.6241 | 3066738.9027 | 2028 | 0 | 0 | 0.92576 | 2.9259 | 0 | 0 | 0 | 0 | 0.60114 | 0.12331 | 0.0041038 | 4.5802
[7 empty] | 2029 | 0 | 0 | 565996.444 | 679195.7329 | 0 | 0 | 0 | 0 | 440219.4565 | 282998.222 | 1157619.9493 | 3126029.8047 | 2029 | 0 | 0 | 0.80937 | 2.6638 | 0 | 0 | 0 | 0 | 0.66033 | 0.1415 | 0.0046305 | 4.2796
[7 empty] | 2030 | 0 | 0 | 481096.9774 | 609389.5048 | 0 | 0 | 0 | 0 | 481096.9774 | 320731.3183 | 1294150.8693 | 3186465.6472 | 2030 | 0 | 0 | 0.68797 | 2.39 | 0 | 0 | 0 | 0 | 0.72165 | 0.16037 | 0.0051766 | 3.9652
1
2
3
4
5
6
RCFC: Transport | [6 empty] | Bank (kg) | [12 empty] | Bank (Mt CO2e)
Bank Setting | Actual | [6 empty] | HCFC-22 | HCFC-123 | HFC-134a | HFC-404A | HFC-410A | HFC-407C | HFC-32 | HFC-Mix | GWP <2150 | GWP <1000 | GWP <10 | Total |  | HCFC-22 | HCFC-123 | HFC-134a | HFC-404A | HFC-410A | HFC-407C | HFC-32 | HFC-Mix | GWP <2150 | GWP <1000 | GWP <10 | Total
[7 empty] | 2018 | 0 | 0 | 41192.2927 | 165694.7404 | 0 | 31344.1534 | 0 | 0 | 21881.3199 | 0 | 0 | 259113.5975 | 2018 | 0 | 0 | 0.058905 | 0.64985 | 0 | 0.055605 | 0 | 0 | 0.032822 | 0 | 0 | 0.79538
[7 empty] | 2019 | 0 | 0 | 45129.8103 | 165273.7889 | 0 | 32373.9511 | 0 | 0 | 20612.0367 | 0 | 0 | 264887.3236 | 2019 | 0 | 0 | 0.064536 | 0.6482 | 0 | 0.057431 | 0 | 0 | 0.030918 | 0 | 0 | 0.8038
[7 empty] | 2020 | 0 | 0 | 48705.8298 | 163715.3917 | 0 | 33156.4763 | 0 | 0 | 20347.8632 | 0 | 0 | 270212.33 | 2020 | 0 | 0 | 0.069649 | 0.64209 | 0 | 0.05882 | 0 | 0 | 0.030522 | 0 | 0 | 0.80884
[7 empty] | 2021 | 0 | 0 | 51695.2947 | 160319.6311 | 0 | 33490.2297 | 0 | 0 | 21534.504 | 243.2361 | 380.1928 | 275032.3196 | 2021 | 0 | 0 | 0.073924 | 0.62877 | 0 | 0.059412 | 0 | 0 | 0.032302 | 0.00012162 | 1.5208e-06 | 0.80787
[7 empty] | 2022 | 0 | 0 | 54101.1813 | 155068.5238 | 0 | 33417.4861 | 0 | 0 | 26625.2871 | 731.9923 | 1141.2284 | 279321.4125 | 2022 | 0 | 0 | 0.077365 | 0.60818 | 0 | 0.059283 | 0 | 0 | 0.039938 | 0.000366 | 4.5649e-06 | 0.80004
[7 empty] | 2023 | 0 | 0 | 55913.2855 | 147963.8808 | 0 | 32980.8762 | 0 | 0 | 35567.0909 | 1468.5523 | 2283.5499 | 283041.3547 | 2023 | 0 | 0 | 0.079956 | 0.58031 | 0 | 0.058508 | 0 | 0 | 0.053351 | 0.00073428 | 9.1342e-06 | 0.7853
[7 empty] | 2024 | 0 | 0 | 57059.7607 | 139116.4997 | 0 | 32178.6813 | 0 | 0 | 45794.6986 | 2455.1158 | 3807.15 | 286133.0488 | 2024 | 0 | 0 | 0.081595 | 0.54561 | 0 | 0.057085 | 0 | 0 | 0.068692 | 0.0012276 | 1.5229e-05 | 0.76459
[7 empty] | 2025 | 0 | 0 | 57418.614 | 128757.6367 | 0 | 30961.6515 | 0 | 0 | 57228.6787 | 3693.4321 | 5710.9717 | 288539.1571 | 2025 | 0 | 0 | 0.082109 | 0.50499 | 0 | 0.054926 | 0 | 0 | 0.085843 | 0.0018467 | 2.2844e-05 | 0.73837
[7 empty] | 2026 | 0 | 0 | 56542.0835 | 118261.7753 | 0 | 29193.5968 | 0 | 0 | 68681.6659 | 5407.9969 | 8193.4378 | 290249.5421 | 2026 | 0 | 0 | 0.080855 | 0.46382 | 0 | 0.051789 | 0 | 0 | 0.10302 | 0.002704 | 3.2774e-05 | 0.70941
[7 empty] | 2027 | 0 | 0 | 54454.8421 | 107836.7471 | 0 | 26875.1631 | 0 | 0 | 80053.4216 | 7592.1223 | 11241.9129 | 291347.9242 | 2027 | 0 | 0 | 0.07787 | 0.42294 | 0 | 0.047677 | 0 | 0 | 0.12008 | 0.0037961 | 4.4968e-05 | 0.67837
[7 empty] | 2028 | 0 | 0 | 51342.4657 | 97506.9097 | 0 | 24094.5461 | 0 | 0 | 91234.0036 | 10230.5385 | 14833.7197 | 291961.5494 | 2028 | 0 | 0 | 0.07342 | 0.38242 | 0 | 0.042744 | 0 | 0 | 0.13685 | 0.0051153 | 5.9335e-05 | 0.64553
[7 empty] | 2029 | 0 | 0 | 47446.9074 | 87221.7311 | 0 | 20977.7105 | 0 | 0 | 102109.6081 | 13295.7124 | 18932.2433 | 292213.6868 | 2029 | 0 | 0 | 0.067849 | 0.34208 | 0 | 0.037214 | 0 | 0 | 0.15316 | 0.0066479 | 7.5729e-05 | 0.61107
[7 empty] | 2030 | 0 | 0 | 43007.2958 | 76940.996 | 0 | 17659.2082 | 0 | 0 | 112570.0985 | 16748.5362 | 23487.5344 | 292225.9336 | 2030 | 0 | 0 | 0.0615 | 0.30176 | 0 | 0.031327 | 0 | 0 | 0.16886 | 0.0083743 | 9.395e-05 | 0.57519
1
2
3
4
5
6
RCFC: Total | [6 empty] | Bank (kg) | [12 empty] | Bank (Mt CO2e)
Bank Setting | Refer above | [6 empty] | HCFC-22 | HCFC-123 | HFC-134a | HFC-404A | HFC-410A | HFC-407C | HFC-32 | HFC-Mix | GWP <2150 | GWP <1000 | GWP <10 | Total |  | HCFC-22 | HCFC-123 | HFC-134a | HFC-404A | HFC-410A | HFC-407C | HFC-32 | HFC-Mix | GWP <2150 | GWP <1000 | GWP <10 | Total
[7 empty] | 2018 | 287759.3549 | 0 | 1853621.198 | 4559539.3424 | 43059.9253 | 139545.2982 | 0 | 0 | 187907.241 | 13437.2592 | 241855.6326 | 7326725.2514 | 2018 | 0.52084 | 0 | 2.6507 | 17.8825 | 0.089909 | 0.24755 | 0 | 0 | 0.28186 | 0.0067186 | 0.00096742 | 21.681
[7 empty] | 2019 | 237992.3163 | 0 | 1980793.8048 | 4505785.8447 | 52733.6805 | 136581.9686 | 0 | 0 | 195848.2087 | 21374.5442 | 276098.8445 | 7407209.2121 | 2019 | 0.43077 | 0 | 2.8325 | 17.6717 | 0.11011 | 0.2423 | 0 | 0 | 0.29377 | 0.010687 | 0.0011044 | 21.593
[7 empty] | 2020 | 189988.4331 | 0 | 2110737.1455 | 4436018.6068 | 64165.3053 | 143602.0496 | 0 | 0 | 206864.9311 | 30151.8336 | 312142.086 | 7493670.3911 | 2020 | 0.34388 | 0 | 3.0184 | 17.3981 | 0.13398 | 0.25475 | 0 | 0 | 0.3103 | 0.015076 | 0.0012486 | 21.4756
[7 empty] | 2021 | 143730.0112 | 0 | 2236721.732 | 4244483.447 | 75047.5313 | 149615.2212 | 0 | 0 | 258716.6748 | 61917.7188 | 394050.621 | 7564282.9572 | 2021 | 0.26015 | 0 | 3.1985 | 16.6469 | 0.1567 | 0.26542 | 0 | 0 | 0.38808 | 0.030959 | 0.0015762 | 20.9483
[7 empty] | 2022 | 97447.4658 | 0 | 2350014.5924 | 4030901.6882 | 85314.7654 | 154684.0158 | 0 | 0 | 328265.7632 | 103168.4093 | 482424.4145 | 7632221.1146 | 2022 | 0.17638 | 0 | 3.3605 | 15.8092 | 0.17814 | 0.27441 | 0 | 0 | 0.4924 | 0.051584 | 0.0019297 | 20.3446
[7 empty] | 2023 | 51173.4463 | 0 | 2450174.1435 | 3796027.9541 | 94844.9977 | 158835.5515 | 0 | 0 | 415655.9326 | 154091.6414 | 577327.0121 | 7698130.6792 | 2023 | 0.092624 | 0 | 3.5037 | 14.888 | 0.19804 | 0.28177 | 0 | 0 | 0.62348 | 0.077046 | 0.0023093 | 19.667
[7 empty] | 2024 | 35497.6197 | 0 | 2536706.3339 | 3512562.7153 | 103540.8982 | 162068.6936 | 0 | 0 | 518511.1812 | 214878.872 | 678793.7877 | 7762560.1016 | 2024 | 0.064251 | 0 | 3.6275 | 13.7763 | 0.21619 | 0.28751 | 0 | 0 | 0.77777 | 0.10744 | 0.0027152 | 18.8596
[7 empty] | 2025 | 23376.8982 | 0 | 2609131.4701 | 3208517.8119 | 111366.5137 | 164357.872 | 0 | 0 | 636925.2051 | 285724.8712 | 786831.5839 | 7826232.2261 | 2025 | 0.042312 | 0 | 3.7311 | 12.5838 | 0.23253 | 0.29157 | 0 | 0 | 0.95539 | 0.14286 | 0.0031473 | 17.9827
[7 empty] | 2026 | 14598.9207 | 0 | 2538803.1858 | 2973884.1944 | 116800.9137 | 164106.2093 | 0 | 0 | 759396.6526 | 373745.9385 | 931876.8332 | 7873212.8482 | 2026 | 0.026424 | 0 | 3.6305 | 11.6636 | 0.24388 | 0.29112 | 0 | 0 | 1.1391 | 0.18687 | 0.0037275 | 17.1852
[7 empty] | 2027 | 8858.3497 | 0 | 2443818.6697 | 2730629.004 | 119928.5418 | 161396.6294 | 0 | 0 | 895485.6217 | 473919.0672 | 1084821.1053 | 7918856.9888 | 2027 | 0.016034 | 0 | 3.4947 | 10.7095 | 0.25041 | 0.28632 | 0 | 0 | 1.3432 | 0.23696 | 0.0043393 | 16.3415
[7 empty] | 2028 | 5831.274 | 0 | 2323881.0439 | 2479793.6254 | 120878.2004 | 156408.4995 | 0 | 0 | 1044957.7659 | 586315.4579 | 1245679.4902 | 7963745.3572 | 2028 | 0.010555 | 0 | 3.3231 | 9.7258 | 0.25239 | 0.27747 | 0 | 0 | 1.5674 | 0.29316 | 0.0049827 | 15.4549
[7 empty] | 2029 | 5233.9976 | 0 | 2178477.0941 | 2222936.9823 | 119733.4262 | 149342.9622 | 0 | 0 | 1207458.0518 | 710965.5389 | 1414555.7234 | 8008703.7763 | 2029 | 0.0094735 | 0 | 3.1152 | 8.7184 | 0.25 | 0.26493 | 0 | 0 | 1.8112 | 0.35548 | 0.0056582 | 14.5303
[7 empty] | 2030 | 6794.1614 | 0 | 2007337.3326 | 1962086.0483 | 116495.2213 | 140376.2852 | 0 | 0 | 1382541.4536 | 847829.0707 | 1591650.954 | 8055110.5271 | 2030 | 0.012297 | 0 | 2.8705 | 7.6953 | 0.24324 | 0.24903 | 0 | 0 | 2.0738 | 0.42391 | 0.0063666 | 13.5745
1
2
3
4
5
6
Note on C26: Equivelant refrigerant charge: The equivalent charge size relates to the amount of High GWP HFC that will be displaced, not the actual charge of the lower GWP refrigerant which can be up to 60% less (e.g. Hydrocarbon). This also represents a worst case scenario in GWP terms. The equivalent charge provides a comparative representation of the rate of transition of the number of devices, and the energy services they provide. Whereas the actual refrigerant charges in aggregate can provide insights into the scale of the bank and skills required to service different refrigerant classes.

## B4.1.Bulk.PCE
B4.1: Bulk imports and pre-charged equipment imports from 2006 to 2018
Bulk import data
|  | 2008 |  | 2009 |  | 2010 |  | 2011 |  | 2012 |  | 2013 |  | 2014 |  | 2015 |  | 2016 |  | 2017 |  | 2018
|  | AR2 | AR4 | AR2 | AR4 | AR2 | AR4 | AR2 | AR4 | AR2 | AR4 | AR2 | AR4 | AR2 | AR4 | AR2 | AR4 | AR2 | AR4 | AR2 | AR4 | AR2 | AR4
HFC | metric tonnes | HFC metric tonne data not available for these years | [7 empty] | 9244 |  | 315 |  | 1017 |  | 2438 |  | 3013 |  | 5689 |  | 3712
| CO2e- ktonnes | 6510 | 7771 | 6968 | 8317 | 6550 | 7818 | 5737 | 6848 | 17352 | 20393 | 717 | 1094 | 1325 | 1618 | 4273 | 5120 | 4890 | 5783 | 12228 | 14624 | 6703 | 7905
HCFC | metric tonnes | 1765 |  | 3343 |  | 1283 |  | 1297 |  | 786 |  | 770 |  | 197 |  | 192 |  | 45 |  | 45 |  | 45
| CO2e- ktonnes | 2394 | 3019 | 2595 | 3197 | 1837 | 2257 | 1944 | 2342 | 1136 | 1372 | 1128 | 1361 | 283 | 346 | 286 | 345 | 67 | 81 | 66 | 79 | 68 | 82
Total | metric tonnes | Totals not calculable as HFC metric tonne data not available for these years | [7 empty] | 10030 |  | 1085 |  | 1215 |  | 2632 |  | 3651 |  | 5734 |  | 3757
| CO2e- ktonnes | 8904 | 10790 | 9563 | 11514 | 8387 | 10075 | 7681 | 9190 | 18488 | 21765 | 1845 | 2455 | 1608 | 1964 | 4559 | 5465 | 4957 | 5864 | 12294 | 14703 | 6771 | 7987
Source: Department of the Environment and Energy, February 2019 (Note: Some previously published values have been corrected due to better data available from the Department).
Pre-charged equipment imports (tonnes)
| 2006 | 2007 | 2008 | 2009 | 2010 | 2011 | 2012 | 2013 | 2014 | 2015 | 2016 | 2017 | 2018
HCFC-22 | 709.9026 | 604.3308 | 289.7717 | 248.937 | 64.6637 | 10.0607 | 19.4992 | 2.4104 | 2.9978 | 0.80615 | 2.2466 | 0.331 | 0.2786
HCFC-Mix (excl. 123) | 45.6923 | 26.1943 | 35.9933 | 7.4965 | 75.5021 | 18.2779 | 0.093325 | 0.010718 | 0.045039 | 0.007436 | 0.0026 | 0 | 0
HCFC-123 | 0.50984 | 0 | 6.9928 | 10.402 | 20.602 | 15.8421 | 14.3321 | 14.4665 | 4.7468 | 9.2804 | 0 | 0 | 0
HFC-134a | 595.3463 | 679.8927 | 811.5535 | 683.5413 | 727.7958 | 708.7754 | 803.8018 | 807.0277 | 772.1165 | 863.7847 | 957.6174 | 1033.9758 | 933.2039
HFC-404A | 22.0806 | 25.3768 | 25.1638 | 20.042 | 28.5541 | 38.1258 | 30.792 | 36.8899 | 39.451 | 33.305 | 32.877 | 27.9729 | 21.4299
HFC-407C | 138.4043 | 73.5484 | 68.2343 | 64.4847 | 52.7334 | 30.8083 | 28.773 | 39.2494 | 36.3342 | 32.0467 | 39.6324 | 27.2234 | 36.5149
HFC-410A | 844.5374 | 1181.7793 | 1374.5916 | 1348.3201 | 1964.1474 | 1686.7124 | 1656.4715 | 1717.7106 | 1722.6325 | 1821.4378 | 1804.958 | 1994.8077 | 1954.3131
HFC-32 | 0 | 0 | 0 | 0 | 0 | 0 | 0.00913 | 67.1635 | 189.2228 | 345.0233 | 438.6667 | 611.0049 | 710.5275
HFC-Mix | 4.6205 | 3.341 | 2.7067 | 0.49246 | 52.0459 | 32.5558 | 14.0915 | 14.3554 | 26.05 | 44.5184 | 27.7548 | 25.7009 | 33.7408
| 2361.0939 | 2594.4634 | 2615.0078 | 2383.716 | 2986.0444 | 2541.1584 | 2567.8636 | 2699.284 | 2793.5967 | 3150.2099 | 3303.7554 | 3721.0166 | 3690.0086
Source: Department of the Environment and Energy, February 2019 (Note: Some previously published values have been corrected due to better data available from the Department).

## B4.2.PCE.AC
B4.2: Stationary AC: Pre-charged equipment
‘Domestic use air conditioning’ and ‘Commercial use air conditioning’ categories from 2012 to 2018
Pre-charged equipment imports reported with a charge less than 12.0 kg from 2012 to 2018 (tonnes and units).
| 2012 |  | 2013 |  | 2014 |  | 2015 |  | 2016 |  | 2017 |  | 2018
| Refrigerant (Tonnes) | Units | Refrigerant (Tonnes) | Units | Refrigerant (Tonnes) | Units | Refrigerant (Tonnes) | Units | Refrigerant (Tonnes) | Units | Refrigerant (Tonnes) | Units | Refrigerant (Tonnes) | Units
Charge < 800 grams
HFC-410A | 64.8128 | 114335 | 68.2225 | 126160 | 62.8589 | 118302 | 63.0295 | 121649 | 50.2848 | 97047 | 81.6404 | 162784 | 60.5722 | 128207
HFC-32 | 0 | 0 | 0.00213 | 3 | 21.2965 | 39454 | 25.8456 | 48525 | 14.001 | 28197 | 30.0731 | 61018 | 20.7884 | 42763
HFC-407C | 6.0003 | 11495 | 2.9149 | 6437 | 1.9958 | 5335 | 1.8377 | 3917 | 0.66225 | 1571 | 0.30981 | 470 | 3.4029 | 11751
Total | 70.8131 | 125830 | 71.1396 | 132600 | 86.1512 | 163091 | 90.7128 | 174091 | 64.948 | 126815 | 112.0233 | 224272 | 84.7635 | 182721
HFC-32 (%) | 0% | 0% | 0.002994% | 0.002262% | 24.72% | 24.19% | 28.49% | 27.87% | 21.56% | 22.23% | 26.85% | 27.21% | 24.53% | 23.4%
≥ 800 grams and < 2.6 kg
HFC-410A | 1034.6288 | 724944 | 1026.5081 | 731651 | 884.4445 | 603181 | 882.0017 | 614544 | 767.1628 | 539380 | 840.9029 | 610905 | 634.2773 | 459444
HFC-32 | 0.00097 | 1 | 67.1609 | 67728 | 167.9264 | 154913 | 308.3912 | 268523 | 399.8105 | 343620 | 538.5518 | 466912 | 596.6961 | 515074
Total | 1034.6298 | 724945 | 1093.669 | 799379 | 1052.3709 | 758094 | 1190.3929 | 883067 | 1166.9733 | 883000 | 1379.4547 | 1077817 | 1230.9734 | 974518
HFC-32 (%) | 9.375e-05% | 0.0001379% | 6.141% | 8.473% | 15.96% | 20.43% | 25.91% | 30.41% | 34.26% | 38.92% | 39.04% | 43.32% | 48.47% | 52.85%
≥ 2.6 kg and < 4.0 kg
HFC-32 | 0 | 0 | 0 | 0 | 0 | 0 | 10.7862 | 4141 | 23.8602 | 9158 | 38.7747 | 13601 | 33.9078 | 12243
HFC-407C | 0.0781 | 25 | 0.088398 | 30 | 0.8046 | 233 | 0.11212 | 35 | 0.093754 | 29 | 0.056948 | 18 | 0.1534 | 45
HFC-410A | 246.0035 | 75033 | 262.394 | 81653 | 456.3307 | 152914 | 450.9105 | 146441 | 470.319 | 145508 | 468.6486 | 143818 | 441.5204 | 123967
Total | 246.0816 | 75058 | 262.4824 | 81683 | 457.1353 | 153147 | 461.8088 | 150617 | 494.273 | 154695 | 507.4803 | 157437 | 475.5815 | 136255
HFC-32 (%) | 0% | 0% | 0% | 0% | 0% | 0% | 2.336% | 2.749% | 4.827% | 5.92% | 7.641% | 8.639% | 7.13% | 8.985%
≥ 4 kg and < 6.0 kg
HFC-32 | 0 | 0 | 0 | 0 | 0 | 0 | 0 | 0 | 0 | 0 | 0 | 0 | 0 | 0
HFC-407C | 0.2114 | 45 | 0.08055 | 17 | 0.18186 | 37 | 0.28925 | 59 | 0.096348 | 17 | 0.0246 | 5 | 0.12675 | 26
HFC-410A | 125.3582 | 25971 | 144.5991 | 30914 | 123.4582 | 25391 | 166.7823 | 34802 | 204.4175 | 44149 | 248.0663 | 53309 | 355.2977 | 75998
Total | 125.5696 | 26016 | 144.6796 | 30931 | 123.6401 | 25428 | 167.0716 | 34861 | 204.5139 | 44166 | 248.0909 | 53314 | 355.4245 | 76024
HFC-32 (%) | 0% | 0% | 0% | 0% | 0% | 0% | 0% | 0% | 0% | 0% | 1.453% | 1.594% | 0% | 0%
≥ 6 kg and < 12.0 kg
HFC-32 | 0 | 0 | 0 | 0 | 0 | 0 | 0 | 0 | 0 | 0 | 0 | 0 | 0 | 0
HFC-407C | 0.4219 | 48 | 0.6552 | 83 | 0.30518 | 37 | 0.39408 | 51 | 0.10986 | 13 | 0.1048 | 15 | 0.0074 | 1
HFC-410A | 146.276 | 15868 | 177.679 | 19368 | 151.8768 | 16792 | 209.2314 | 23810 | 233.3557 | 25802 | 250.6657 | 27609 | 438.9309 | 45271
Total | 146.6979 | 15916 | 178.3342 | 19451 | 152.182 | 16829 | 209.6254 | 23861 | 233.4655 | 25815 | 250.7705 | 27624 | 438.9383 | 45272
HFC-32 (%) | 0% | 0% | 0% | 0% | 0% | 0% | 0% | 0% | 0% | 0% | 0% | 0% | 12.96% | 16.51%
Pre-charged equipment imports reported with a charge greater than and equal to 12 kg from 2012 to 2018 (tonnes and units).
| 2012 |  | 2013 |  | 2014 |  | 2015 |  | 2016 |  | 2017 |  | 2018
| Refrigerant (Tonnes) | Units | Refrigerant (Tonnes) | Units | Refrigerant (Tonnes) | Units | Refrigerant (Tonnes) | Units | Refrigerant (Tonnes) | Units | Refrigerant (Tonnes) | Units | Refrigerant (Tonnes) | Units
≥ 12 kg and < 20 kg
HFC-407C | 0.54953 | 33 | 0.78917 | 57 | 0.78348 | 51 | 0.73598 | 46 | 0.26158 | 16 | 0.94763 | 58 | 0.0482 | 3
HFC-410A | 4.2095 | 302 | 6.0647 | 417 | 4.4379 | 290 | 8.8647 | 644 | 11.6902 | 824 | 14.3952 | 1053 | 6.9755 | 462
HFC-134a | 0 | 0 | 0 | 0 | 0 | 0 | 0 | 0 | 0 | 0 | 0 | 0 | 0 | 0
Total | 4.759 | 335 | 6.8538 | 474 | 5.2214 | 341 | 9.6007 | 690 | 11.9518 | 840 | 15.3429 | 1111 | 7.0237 | 465
≥ 20 kg
HFC-407C | 3.0168 | 57 | 6.9677 | 104 | 6.4661 | 100 | 3.6556 | 61 | 9.36 | 83 | 3.037 | 66 | 1.9935 | 45
HFC-410A | 17.759 | 317 | 16.6369 | 408 | 16.2066 | 349 | 18.2039 | 393 | 32.9622 | 586 | 18.8271 | 413 | 20.6442 | 501
HFC-134a | 28.9976 | 164 | 71.8166 | 379 | 87.2273 | 382 | 85.1646 | 426 | 96.8794 | 469 | 65.4759 | 425 | 67.3142 | 415
Total | 49.7733 | 538 | 95.4212 | 891 | 109.9 | 831 | 107.0241 | 880 | 139.2016 | 1138 | 87.34 | 904 | 89.9519 | 961
Note:
This data does not include all equipment imports with a design charge greater than and equal to 12.0 kg as some suppliers charge equipment locally.

## B5.Usage
Summary of usage
Scenario selected | BAU | Leak Rates BAU | Sales Mix BAU | © Copyright Commonwealth of Australia 2019
Total usage = Service usage + OEM usage + Charge new equipment + Retro-fit existing equipment
Total (Tonnes = Thousands of kgs) |  |  |  |  | Total (Mt CO2e) |  | Total usage (kg) | [12 empty] | Total usage (Mt CO2e)
[8 empty] | HCFC-22 | HCFC-123 | HFC-134a | HFC-404A | HFC-410A | HFC-407C | HFC-32 | HFC-Mix | GWP <2150 | GWP <1000 | GWP <10 | Total |  | HCFC-22 | HCFC-123 | HFC-134a | HFC-404A | HFC-410A | HFC-407C | HFC-32 | HFC-Mix | GWP <2150 | GWP <1000 | GWP <10 | Total | AU Phase-down | MoP Phase-down
[7 empty] | 2018 | 219019.1225 | 2315.1056 | 1344487.4699 | 799401.6191 | 733059.4006 | 172816.3911 | 42165.0562 | 111117.6471 | 125094.3144 | 82663.1123 | 116884.6986 | 3749023.9374 | 2018 | 0.39642 | 0.00017826 | 1.9226 | 3.1353 | 1.5306 | 0.30658 | 0.028461 | 0.3578 | 0.18764 | 0.041332 | 0.00046754 | 7.9074 | 8 | 10.718
[7 empty] | 2019 | 180559.034 | 2221.8063 | 1344885.3885 | 775611.7501 | 761695.2411 | 171545.6136 | 54190.5772 | 101857.8431 | 116455.6606 | 86356.0574 | 134267.8306 | 3729646.8026 | 2019 | 0.32681 | 0.00017108 | 1.9232 | 3.0419 | 1.5904 | 0.30432 | 0.036579 | 0.32798 | 0.17468 | 0.043178 | 0.00053707 | 7.7698 | 8 | 9.646
[7 empty] | 2020 | 145847.0241 | 2131.8032 | 1367785.7199 | 753136.8437 | 781873.2515 | 170992.4842 | 72203.7455 | 92598.0392 | 110426.4542 | 90324.9988 | 152759.377 | 3740079.7413 | 2020 | 0.26398 | 0.00016415 | 1.9559 | 2.9538 | 1.6326 | 0.30334 | 0.048738 | 0.29817 | 0.16564 | 0.045162 | 0.00061104 | 7.6681 | 7.25 | 9.646
[7 empty] | 2021 | 115244.0758 | 2043.9555 | 1358772.7722 | 714365.0859 | 781511.6278 | 163018.0537 | 98390.529 | 83338.2353 | 121629.9879 | 111875.2029 | 191202.3979 | 3741391.9238 | 2021 | 0.20859 | 0.00015738 | 1.943 | 2.8017 | 1.6318 | 0.28919 | 0.066414 | 0.26835 | 0.18244 | 0.055938 | 0.00076481 | 7.4484 | 7.25 | 9.646
[7 empty] | 2022 | 88913.6643 | 1955.7867 | 1341174.3029 | 672370.0228 | 774308.3175 | 153962.8719 | 126572.2486 | 74078.4314 | 135040.1285 | 136120.0541 | 236183.888 | 3740679.7167 | 2022 | 0.16093 | 0.0001506 | 1.9179 | 2.637 | 1.6168 | 0.27313 | 0.085436 | 0.23853 | 0.20256 | 0.06806 | 0.00094474 | 7.2014 | 6.25 | 9.646
[7 empty] | 2023 | 66638.3543 | 1864.301 | 1315167.0941 | 627225.5724 | 760717.5293 | 143915.4774 | 156732.5488 | 64818.6275 | 150676.634 | 163118.7565 | 287725.4971 | 3738600.3923 | 2023 | 0.12062 | 0.00014355 | 1.8807 | 2.46 | 1.5884 | 0.25531 | 0.10579 | 0.20872 | 0.22601 | 0.081559 | 0.0011509 | 6.9283 | 6.25 | 9.646
[7 empty] | 2024 | 51628.6235 | 1767.4418 | 1280427.2477 | 576045.4457 | 741471.0192 | 132942.8396 | 188780.5875 | 55558.8235 | 168556.2913 | 192931.8749 | 346004.2292 | 3736114.4239 | 2024 | 0.093448 | 0.00013609 | 1.831 | 2.2593 | 1.5482 | 0.23584 | 0.12743 | 0.1789 | 0.25283 | 0.096466 | 0.001384 | 6.6249 | 5.25 | 6.431
[7 empty] | 2025 | 39769.1504 | 1665.0768 | 1237289.3649 | 521863.8456 | 717429.8212 | 121056.3996 | 222537.8999 | 46299.0196 | 188691.7374 | 225621.3195 | 410832.6368 | 3733056.2717 | 2025 | 0.071982 | 0.00012821 | 1.7693 | 2.0468 | 1.498 | 0.21475 | 0.15021 | 0.14908 | 0.28304 | 0.11281 | 0.0016433 | 6.2977 | 5.25 | 6.431
[7 empty] | 2026 | 30496.4708 | 1558.6368 | 1168251.929 | 478945.364 | 689367.7239 | 112735.814 | 257987.1269 | 37039.2157 | 209293.5245 | 263993.598 | 483138.462 | 3732807.8656 | 2026 | 0.055199 | 0.00012002 | 1.6706 | 1.8784 | 1.4394 | 0.19999 | 0.17414 | 0.11927 | 0.31394 | 0.132 | 0.0019326 | 5.985 | 4.25 | 6.431
[7 empty] | 2027 | 23305.2933 | 1449.7387 | 1092878.8611 | 434395.8352 | 658126.7481 | 103603.5881 | 294711.849 | 27779.4118 | 231935.6198 | 305932.2943 | 558633.1765 | 3732752.4159 | 2027 | 0.042183 | 0.00011163 | 1.5628 | 1.7037 | 1.3742 | 0.18379 | 0.19893 | 0.08945 | 0.3479 | 0.15297 | 0.0022345 | 5.6583 | 4.25 | 6.431
[7 empty] | 2028 | 17752.8208 | 1338.9488 | 1011967.2074 | 388332.0519 | 623921.5678 | 93618.7245 | 332432.9105 | 18519.6078 | 256620.5789 | 351515.2281 | 637256.2835 | 3733275.9298 | 2028 | 0.032133 | 0.0001031 | 1.4471 | 1.523 | 1.3027 | 0.16608 | 0.22439 | 0.059633 | 0.38493 | 0.17576 | 0.002549 | 5.3185 | 3.2 | 6.431
[7 empty] | 2029 | 13459.3473 | 1225.4826 | 925516.7289 | 340984.9039 | 586812.938 | 82760.5157 | 371056.6342 | 9259.8039 | 283338.7358 | 400814.5134 | 718765.767 | 3733995.3707 | 2029 | 0.024361 | 9.4362e-05 | 1.3235 | 1.3373 | 1.2253 | 0.14682 | 0.25046 | 0.029817 | 0.42501 | 0.20041 | 0.0028751 | 4.9659 | 3.2 | 3.215
[7 empty] | 2030 | 10119.0098 | 1107.7934 | 833264.8051 | 292769.1426 | 547251.7054 | 71052.0359 | 410587.7226 | 0 | 312054.5554 | 451980.3772 | 804884.1712 | 3735071.3186 | 2030 | 0.018315 | 8.53e-05 | 1.1916 | 1.1482 | 1.1427 | 0.12605 | 0.27715 | 0 | 0.46808 | 0.22599 | 0.0032195 | 4.6014 | 2.9 | 3.215
[6 empty] | 1 | [13 empty] | 2031 | [12 empty] | 2.9 | 3.215
[6 empty] | 2 | [13 empty] | 2032 | [12 empty] | 2.65 | 3.215
[6 empty] | 3 | [13 empty] | 2033 | [12 empty] | 2.65 | 3.215
[6 empty] | 4 | [13 empty] | 2034 | [12 empty] | 2.1 | 2.143
[6 empty] | 5 | [13 empty] | 2035 | [12 empty] | 2.1 | 2.143
[6 empty] | 6 | [13 empty] | 2036 | [12 empty] | 1.607 | 1.607
Small AC: Sealed | [6 empty] | Total usage (kg) | [12 empty] | Total usage (Mt CO2e)
[8 empty] | HCFC-22 | HCFC-123 | HFC-134a | HFC-404A | HFC-410A | HFC-407C | HFC-32 | HFC-Mix | GWP <2150 | GWP <1000 | GWP <10 | Total |  | HCFC-22 | HCFC-123 | HFC-134a | HFC-404A | HFC-410A | HFC-407C | HFC-32 | HFC-Mix | GWP <2150 | GWP <1000 | GWP <10 | Total
[7 empty] | 2018 | 7600.1019 | 0 | 7942.662 | 0 | 6643.1722 | 1321.3912 | 1618.3278 | 0 | 0 | 0 | 130.3571 | 25256.0121 | 2018 | 0.013756 | 0 | 0.011358 | 0 | 0.013871 | 0.0023441 | 0.0010924 | 0 | 0 | 0 | 5.2143e-07 | 0.042422
[7 empty] | 2019 | 5891.2943 | 0 | 7716.9118 | 0 | 6853.2051 | 1181.2288 | 2055.7557 | 0 | 0 | 0 | 481.0536 | 24179.4494 | 2019 | 0.010663 | 0 | 0.011035 | 0 | 0.014309 | 0.0020955 | 0.0013876 | 0 | 0 | 0 | 1.9242e-06 | 0.039493
[7 empty] | 2020 | 4515.3199 | 0 | 7517.2003 | 0 | 6970.8151 | 1016.7497 | 2487.8078 | 0 | 0 | 0 | 831.1566 | 23339.0495 | 2020 | 0.0081727 | 0 | 0.01075 | 0 | 0.014555 | 0.0018037 | 0.0016793 | 0 | 0 | 0 | 3.3246e-06 | 0.036964
[7 empty] | 2021 | 3401.3694 | 0 | 7263.16 | 0 | 6949.3619 | 841.7174 | 2909.6024 | 0 | 0 | 3.5109 | 1192.576 | 22561.298 | 2021 | 0.0061565 | 0 | 0.010386 | 0 | 0.01451 | 0.0014932 | 0.001964 | 0 | 0 | 1.7554e-06 | 4.7703e-06 | 0.034517
[7 empty] | 2022 | 2487.435 | 0 | 6957.7194 | 0 | 6756.0016 | 669.3232 | 3319.9379 | 0 | 0 | 10.4976 | 1564.3392 | 21765.2539 | 2022 | 0.0045023 | 0 | 0.0099495 | 0 | 0.014107 | 0.0011874 | 0.002241 | 0 | 0 | 5.2488e-06 | 6.2574e-06 | 0.031998
[7 empty] | 2023 | 1738.1572 | 0 | 6607.56 | 0 | 6377.6695 | 510.5506 | 3715.6251 | 0 | 0 | 20.9252 | 1945.4902 | 20915.9779 | 2023 | 0.0031461 | 0 | 0.0094488 | 0 | 0.013317 | 0.00090572 | 0.002508 | 0 | 0 | 1.0463e-05 | 7.782e-06 | 0.029343
[7 empty] | 2024 | 1138.6804 | 0 | 6222.8755 | 0 | 5830.7606 | 373.2706 | 4089.7807 | 0 | 0 | 34.7592 | 2335.1891 | 20025.3161 | 2024 | 0.002061 | 0 | 0.0088987 | 0 | 0.012175 | 0.00066218 | 0.0027606 | 0 | 0 | 1.738e-05 | 9.3408e-06 | 0.026584
[7 empty] | 2025 | 683.8768 | 0 | 5816.8227 | 0 | 5158.8915 | 261.5253 | 4430.6407 | 0 | 0 | 51.9652 | 2732.8797 | 19136.602 | 2025 | 0.0012378 | 0 | 0.0083181 | 0 | 0.010772 | 0.00046395 | 0.0029907 | 0 | 0 | 2.5983e-05 | 1.0932e-05 | 0.023819
[7 empty] | 2026 | 367.6345 | 0 | 5395.0216 | 0 | 4431.5752 | 175.6079 | 4712.9824 | 0 | 0 | 75.9332 | 3142.9568 | 18301.7115 | 2026 | 0.00066542 | 0 | 0.0077149 | 0 | 0.0092531 | 0.00031153 | 0.0031813 | 0 | 0 | 3.7967e-05 | 1.2572e-05 | 0.021177
[7 empty] | 2027 | 172.9867 | 0 | 4975.0802 | 0 | 3705.7384 | 112.9747 | 4919.5758 | 0 | 0 | 106.5951 | 3565.939 | 17558.89 | 2027 | 0.00031311 | 0 | 0.0071144 | 0 | 0.0077376 | 0.00020042 | 0.0033207 | 0 | 0 | 5.3298e-05 | 1.4264e-05 | 0.018754
[7 empty] | 2028 | 69.9562 | 0 | 4572.3559 | 0 | 3025.7302 | 69.5307 | 5035.3648 | 0 | 0 | 143.8833 | 4002.764 | 16919.5851 | 2028 | 0.00012662 | 0 | 0.0065385 | 0 | 0.0063177 | 0.00012335 | 0.0033989 | 0 | 0 | 7.1942e-05 | 1.6011e-05 | 0.016593
[7 empty] | 2029 | 23.9848 | 0 | 4192.7119 | 0 | 2418.112 | 40.8366 | 5053.9293 | 0 | 0 | 187.7305 | 4454.1548 | 16371.4599 | 2029 | 4.3412e-05 | 0 | 0.0059956 | 0 | 0.005049 | 7.2444e-05 | 0.0034114 | 0 | 0 | 9.3865e-05 | 1.7817e-05 | 0.014684
[7 empty] | 2030 | 6.9031 | 0 | 3825.3367 | 0 | 1892.744 | 22.837 | 4983.7916 | 0 | 0 | 238.0686 | 4919.842 | 15889.5229 | 2030 | 1.2495e-05 | 0 | 0.0054702 | 0 | 0.003952 | 4.0513e-05 | 0.0033641 | 0 | 0 | 0.00011903 | 1.9679e-05 | 0.012978
1
2
3
4
5
6
Small AC: Split | [6 empty] | Total usage (kg) | [12 empty] | Total usage (Mt CO2e)
[8 empty] | HCFC-22 | HCFC-123 | HFC-134a | HFC-404A | HFC-410A | HFC-407C | HFC-32 | HFC-Mix | GWP <2150 | GWP <1000 | GWP <10 | Total |  | HCFC-22 | HCFC-123 | HFC-134a | HFC-404A | HFC-410A | HFC-407C | HFC-32 | HFC-Mix | GWP <2150 | GWP <1000 | GWP <10 | Total
[7 empty] | 2018 | 35238.5177 | 0 | 0 | 0 | 241203.3057 | 2725.234 | 34287.7118 | 0 | 0 | 0 | 3.1762 | 313457.9454 | 2018 | 0.063782 | 0 | 0 | 0 | 0.50363 | 0.0048346 | 0.023144 | 0 | 0 | 0 | 1.2705e-08 | 0.59539
[7 empty] | 2019 | 23408.7451 | 0 | 0 | 0 | 241121.8672 | 2304.7097 | 42520.7435 | 0 | 0 | 0 | 2.8521 | 309358.9175 | 2019 | 0.04237 | 0 | 0 | 0 | 0.50346 | 0.0040886 | 0.028702 | 0 | 0 | 0 | 1.1408e-08 | 0.57862
[7 empty] | 2020 | 14396.2283 | 0 | 0 | 0 | 233599.5086 | 1843.787 | 55957.9337 | 0 | 0 | 0 | 15.9407 | 305813.3982 | 2020 | 0.026057 | 0 | 0 | 0 | 0.48776 | 0.0032709 | 0.037772 | 0 | 0 | 0 | 6.3763e-08 | 0.55486
[7 empty] | 2021 | 8169.6552 | 0 | 0 | 0 | 222445.715 | 1378.1611 | 69833.7849 | 0 | 0 | 132.8495 | 65.0879 | 302025.2536 | 2021 | 0.014787 | 0 | 0 | 0 | 0.46447 | 0.0024449 | 0.047138 | 0 | 0 | 6.6425e-05 | 2.6035e-07 | 0.5289
[7 empty] | 2022 | 4249.0015 | 0 | 0 | 0 | 207730.7309 | 945.8695 | 84578.1195 | 0 | 0 | 388.9778 | 148.9324 | 298041.6316 | 2022 | 0.0076907 | 0 | 0 | 0 | 0.43374 | 0.001678 | 0.05709 | 0 | 0 | 0.00019449 | 5.9573e-07 | 0.5004
[7 empty] | 2023 | 2000.641 | 0 | 0 | 0 | 190151.6831 | 583.726 | 100139.2168 | 0 | 0 | 772.0534 | 268.5039 | 293915.8242 | 2023 | 0.0036212 | 0 | 0 | 0 | 0.39704 | 0.0010355 | 0.067594 | 0 | 0 | 0.00038603 | 1.074e-06 | 0.46967
[7 empty] | 2024 | 838.5337 | 0 | 0 | 0 | 170469.4275 | 316.927 | 116392.8803 | 0 | 0 | 1285.8271 | 424.8542 | 289728.4498 | 2024 | 0.0015177 | 0 | 0 | 0 | 0.35594 | 0.00056223 | 0.078565 | 0 | 0 | 0.00064291 | 1.6994e-06 | 0.43723
[7 empty] | 2025 | 307.1629 | 0 | 0 | 0 | 149403.8997 | 148.3248 | 133130.4061 | 0 | 0 | 1934.1324 | 619.0544 | 285542.9802 | 2025 | 0.00055596 | 0 | 0 | 0 | 0.31196 | 0.00026313 | 0.089863 | 0 | 0 | 0.00096707 | 2.4762e-06 | 0.40361
[7 empty] | 2026 | 96.7126 | 0 | 0 | 0 | 129217.215 | 58.7777 | 149124.5826 | 0 | 0 | 2673.1748 | 840.7342 | 282011.197 | 2026 | 0.00017505 | 0 | 0 | 0 | 0.26981 | 0.00010427 | 0.10066 | 0 | 0 | 0.0013366 | 3.3629e-06 | 0.37208
[7 empty] | 2027 | 25.8267 | 0 | 0 | 0 | 109971.4578 | 19.4275 | 164281.3916 | 0 | 0 | 3510.3402 | 1091.7709 | 278900.2148 | 2027 | 4.6746e-05 | 0 | 0 | 0 | 0.22962 | 3.4464e-05 | 0.11089 | 0 | 0 | 0.0017552 | 4.3671e-06 | 0.34235
[7 empty] | 2028 | 5.7907 | 0 | 0 | 0 | 91765.7251 | 5.2894 | 178352.4074 | 0 | 0 | 4448.1195 | 1372.7821 | 275950.1143 | 2028 | 1.0481e-05 | 0 | 0 | 0 | 0.19161 | 9.3835e-06 | 0.12039 | 0 | 0 | 0.0022241 | 5.4911e-06 | 0.31424
[7 empty] | 2029 | 1.0815 | 0 | 0 | 0 | 74673.9749 | 1.1742 | 191176.91 | 0 | 0 | 5488.2398 | 1684.0378 | 273025.4183 | 2029 | 1.9576e-06 | 0 | 0 | 0 | 0.15592 | 2.0831e-06 | 0.12904 | 0 | 0 | 0.0027441 | 6.7362e-06 | 0.28772
[7 empty] | 2030 | 0.16711 | 0 | 0 | 0 | 58923.1409 | 0.21077 | 202683.5595 | 0 | 0 | 6630.2403 | 2025.023 | 270262.3417 | 2030 | 3.0247e-07 | 0 | 0 | 0 | 0.12303 | 3.739e-07 | 0.13681 | 0 | 0 | 0.0033151 | 8.1001e-06 | 0.26317
1
2
3
4
5
6
Medium AC: Split & Light Com | [6 empty] | Total usage (kg) | [12 empty] | Total usage (Mt CO2e)
[8 empty] | HCFC-22 | HCFC-123 | HFC-134a | HFC-404A | HFC-410A | HFC-407C | HFC-32 | HFC-Mix | GWP <2150 | GWP <1000 | GWP <10 | Total |  | HCFC-22 | HCFC-123 | HFC-134a | HFC-404A | HFC-410A | HFC-407C | HFC-32 | HFC-Mix | GWP <2150 | GWP <1000 | GWP <10 | Total
[7 empty] | 2018 | 81450.3389 | 0 | 12.8784 | 0 | 461699.4674 | 95760.4648 | 3317.8402 | 0 | 76800 | 357.3013 | 19.3306 | 719417.6216 | 2018 | 0.14743 | 0 | 1.8416e-05 | 0 | 0.96403 | 0.16988 | 0.0022395 | 0 | 0.1152 | 0.00017865 | 7.7322e-08 | 1.399
[7 empty] | 2019 | 69296.6547 | 0 | 12.8784 | 0 | 488837.9285 | 91585.0209 | 6084.6662 | 0 | 68357.1429 | 668.964 | 30.7243 | 724873.9799 | 2019 | 0.12543 | 0 | 1.8416e-05 | 0 | 1.0207 | 0.16247 | 0.0041071 | 0 | 0.10254 | 0.00033448 | 1.229e-07 | 1.4156
[7 empty] | 2020 | 56903.8245 | 0 | 12.8784 | 0 | 514728.1305 | 87078.8705 | 9623.5566 | 0 | 62142.8571 | 1079.4221 | 45.2758 | 731614.8155 | 2020 | 0.103 | 0 | 1.8416e-05 | 0 | 1.0748 | 0.15448 | 0.0064959 | 0 | 0.093214 | 0.00053971 | 1.811e-07 | 1.4325
[7 empty] | 2021 | 44878.0896 | 0 | 12.8784 | 0 | 524430.6455 | 78585.0537 | 20769.735 | 0 | 55928.5714 | 9499.3689 | 66.015 | 734170.3574 | 2021 | 0.081229 | 0 | 1.8416e-05 | 0 | 1.095 | 0.13941 | 0.01402 | 0 | 0.083893 | 0.0047497 | 2.6406e-07 | 1.4183
[7 empty] | 2022 | 33903.8402 | 0 | 12.8782 | 0 | 531226.8724 | 69502.229 | 32943.26 | 0 | 49714.2857 | 18830.8597 | 93.0734 | 736227.2987 | 2022 | 0.061366 | 0 | 1.8416e-05 | 0 | 1.1092 | 0.1233 | 0.022237 | 0 | 0.074571 | 0.0094154 | 3.7229e-07 | 1.4001
[7 empty] | 2023 | 24525.9213 | 0 | 12.8775 | 0 | 534910.9057 | 59871.5125 | 46180.1672 | 0 | 43500 | 29102.1298 | 126.5835 | 738230.0975 | 2023 | 0.044392 | 0 | 1.8415e-05 | 0 | 1.1169 | 0.10621 | 0.031172 | 0 | 0.06525 | 0.014551 | 5.0633e-07 | 1.3785
[7 empty] | 2024 | 16995.3169 | 0 | 12.8741 | 0 | 535462.1603 | 49734.1503 | 60518.1499 | 0 | 37285.7143 | 40342.5811 | 166.678 | 740517.625 | 2024 | 0.030762 | 0 | 1.841e-05 | 0 | 1.118 | 0.088228 | 0.04085 | 0 | 0.055929 | 0.020171 | 6.6671e-07 | 1.354
[7 empty] | 2025 | 11274.0472 | 0 | 12.8623 | 0 | 532999.7379 | 39103.6834 | 75996.6418 | 0 | 31071.4286 | 52582.842 | 213.4879 | 743254.731 | 2025 | 0.020406 | 0 | 1.8393e-05 | 0 | 1.1129 | 0.06937 | 0.051298 | 0 | 0.046607 | 0.026291 | 8.5395e-07 | 1.3269
[7 empty] | 2026 | 7143.1474 | 0 | 12.8287 | 0 | 525706.0186 | 34241.3237 | 93958.6763 | 0 | 24857.1429 | 66106.8314 | 315.0936 | 752341.0625 | 2026 | 0.012929 | 0 | 1.8345e-05 | 0 | 1.0977 | 0.060744 | 0.063422 | 0 | 0.037286 | 0.033053 | 1.2604e-06 | 1.3051
[7 empty] | 2027 | 4308.6814 | 0 | 12.7477 | 0 | 514625.6468 | 29262.6652 | 113875.2463 | 0 | 18642.8571 | 80845.3069 | 472.464 | 762045.6153 | 2027 | 0.0077987 | 0 | 1.8229e-05 | 0 | 1.0745 | 0.051912 | 0.076866 | 0 | 0.027964 | 0.040423 | 1.8899e-06 | 1.2795
[7 empty] | 2028 | 2464.8247 | 0 | 12.5734 | 0 | 499829.9978 | 24094.4627 | 135817.7768 | 0 | 12428.5714 | 96843.1467 | 686.5715 | 772177.9251 | 2028 | 0.0044613 | 0 | 1.798e-05 | 0 | 1.0436 | 0.042744 | 0.091677 | 0 | 0.018643 | 0.048422 | 2.7463e-06 | 1.2496
[7 empty] | 2029 | 1329.7352 | 0 | 12.2242 | 0 | 481281.0732 | 18665.1777 | 159857.7257 | 0 | 6214.2857 | 114147.2229 | 958.3968 | 782465.8413 | 2029 | 0.0024068 | 0 | 1.7481e-05 | 0 | 1.0049 | 0.033112 | 0.1079 | 0 | 0.0093214 | 0.057074 | 3.8336e-06 | 1.2148
[7 empty] | 2030 | 669.7567 | 0 | 11.5749 | 0 | 459200.8562 | 12948.8903 | 186060.8094 | 0 | 0 | 132806.2428 | 1070.4344 | 792768.5647 | 2030 | 0.0012123 | 0 | 1.6552e-05 | 0 | 0.95881 | 0.022971 | 0.12559 | 0 | 0 | 0.066403 | 4.2817e-06 | 1.175
1
2
3
4
5
6
Large AC | [6 empty] | Total usage (kg) | [12 empty] | Total usage (Mt CO2e)
[8 empty] | HCFC-22 | HCFC-123 | HFC-134a | HFC-404A | HFC-410A | HFC-407C | HFC-32 | HFC-Mix | GWP <2150 | GWP <1000 | GWP <10 | Total |  | HCFC-22 | HCFC-123 | HFC-134a | HFC-404A | HFC-410A | HFC-407C | HFC-32 | HFC-Mix | GWP <2150 | GWP <1000 | GWP <10 | Total
[7 empty] | 2018 | 41529.0146 | 2315.1056 | 240740.2426 | 0 | 8461.6431 | 1879.0037 | 0 | 0 | 0 | 530.0124 | 840.2256 | 296295.2476 | 2018 | 0.075168 | 0.00017826 | 0.34426 | 0 | 0.017668 | 0.0033334 | 0 | 0 | 0 | 0.00026501 | 3.3609e-06 | 0.44087
[7 empty] | 2019 | 37101.2735 | 2221.8063 | 247055.1474 | 0 | 8903.1442 | 1974.9011 | 0 | 0 | 0 | 947.4929 | 1131.2305 | 299334.996 | 2019 | 0.067153 | 0.00017108 | 0.35329 | 0 | 0.01859 | 0.0035035 | 0 | 0 | 0 | 0.00047375 | 4.5249e-06 | 0.44318
[7 empty] | 2020 | 33118.9756 | 2131.8032 | 252960.1615 | 0 | 9338.7925 | 2071.3318 | 16.8004 | 0 | 0 | 1469.2494 | 1410.0636 | 302517.178 | 2020 | 0.059945 | 0.00016415 | 0.36173 | 0 | 0.019499 | 0.0036745 | 1.134e-05 | 0 | 0 | 0.00073462 | 5.6403e-06 | 0.44577
[7 empty] | 2021 | 29573.7497 | 2043.9555 | 248160.0241 | 0 | 9299.2238 | 2051.7993 | 95.3843 | 0 | 0 | 2241.2667 | 9672.3566 | 303137.7599 | 2021 | 0.053528 | 0.00015738 | 0.35487 | 0 | 0.019417 | 0.0036399 | 6.4384e-05 | 0 | 0 | 0.0011206 | 3.8689e-05 | 0.43284
[7 empty] | 2022 | 26396.331 | 1955.7867 | 242307.8912 | 0 | 9182.9605 | 2012.8017 | 206.1091 | 0 | 0 | 3187.4373 | 18300.422 | 303549.7396 | 2022 | 0.047777 | 0.0001506 | 0.3465 | 0 | 0.019174 | 0.0035707 | 0.00013912 | 0 | 0 | 0.0015937 | 7.3202e-05 | 0.41898
[7 empty] | 2023 | 23485.0027 | 1864.301 | 235271.1917 | 0 | 8989.1213 | 1954.1902 | 349.1582 | 0 | 0 | 4309.9907 | 27299.4885 | 303522.4443 | 2023 | 0.042508 | 0.00014355 | 0.33644 | 0 | 0.018769 | 0.0034667 | 0.00023568 | 0 | 0 | 0.002155 | 0.0001092 | 0.40383
[7 empty] | 2024 | 20748.8958 | 1767.4418 | 227048.5454 | 0 | 8716.4809 | 1875.7102 | 524.6877 | 0 | 0 | 5610.8506 | 36674.0895 | 302966.702 | 2024 | 0.037556 | 0.00013609 | 0.32468 | 0 | 0.0182 | 0.0033275 | 0.00035416 | 0 | 0 | 0.0028054 | 0.0001467 | 0.3872
[7 empty] | 2025 | 18142.6473 | 1665.0768 | 217791.3703 | 0 | 8363.42 | 1776.988 | 732.8256 | 0 | 0 | 7091.6229 | 46428.0376 | 301991.9885 | 2025 | 0.032838 | 0.00012821 | 0.31144 | 0 | 0.017463 | 0.0031524 | 0.00049466 | 0 | 0 | 0.0035458 | 0.00018571 | 0.36925
[7 empty] | 2026 | 15669.2536 | 1558.6368 | 203063.4906 | 0 | 8295.109 | 1772.8784 | 863.1178 | 0 | 0 | 8924.5204 | 57086.8233 | 297233.83 | 2026 | 0.028361 | 0.00012002 | 0.29038 | 0 | 0.01732 | 0.0031451 | 0.0005826 | 0 | 0 | 0.0044623 | 0.00022835 | 0.3446
[7 empty] | 2027 | 13352.959 | 1449.7387 | 186449.7226 | 0 | 8192.7992 | 1766.0165 | 1136.8492 | 0 | 0 | 11016.8102 | 68463.5383 | 291828.4338 | 2027 | 0.024169 | 0.00011163 | 0.26662 | 0 | 0.017107 | 0.0031329 | 0.00076737 | 0 | 0 | 0.0055084 | 0.00027385 | 0.31769
[7 empty] | 2028 | 11210.2824 | 1338.9488 | 168734.5329 | 0 | 8050.9569 | 1754.7632 | 1464.3183 | 0 | 0 | 13369.2158 | 80562.5928 | 286485.6113 | 2028 | 0.020291 | 0.0001031 | 0.24129 | 0 | 0.01681 | 0.0031129 | 0.00098841 | 0 | 0 | 0.0066846 | 0.00032225 | 0.2896
[7 empty] | 2029 | 9241.9559 | 1225.4826 | 149870.4808 | 0 | 7861.4303 | 1736.7344 | 1844.9017 | 0 | 0 | 15981.9099 | 93386.8657 | 281149.7612 | 2029 | 0.016728 | 9.4362e-05 | 0.21431 | 0 | 0.016415 | 0.003081 | 0.0012453 | 0 | 0 | 0.007991 | 0.00037355 | 0.26024
[7 empty] | 2030 | 7442.0568 | 1107.7934 | 129745.4772 | 0 | 7614.2574 | 1709.0277 | 2277.8615 | 0 | 0 | 18854.5103 | 106937.6842 | 275688.6687 | 2030 | 0.01347 | 8.53e-05 | 0.18554 | 0 | 0.015899 | 0.0030318 | 0.0015376 | 0 | 0 | 0.0094273 | 0.00042775 | 0.22941
1
2
3
4
5
6
Total AC | [6 empty] | Total usage (kg) | [12 empty] | Total usage (Mt CO2e)
[8 empty] | HCFC-22 | HCFC-123 | HFC-134a | HFC-404A | HFC-410A | HFC-407C | HFC-32 | HFC-Mix | GWP <2150 | GWP <1000 | GWP <10 | Total |  | HCFC-22 | HCFC-123 | HFC-134a | HFC-404A | HFC-410A | HFC-407C | HFC-32 | HFC-Mix | GWP <2150 | GWP <1000 | GWP <10 | Total
[7 empty] | 2018 | 165817.9731 | 2315.1056 | 248695.783 | 0 | 718007.5884 | 101686.0937 | 39223.8798 | 0 | 76800 | 887.3137 | 993.0894 | 1354426.8267 | 2018 | 0.30013 | 0.00017826 | 0.35563 | 0 | 1.4992 | 0.18039 | 0.026476 | 0 | 0.1152 | 0.00044366 | 3.9724e-06 | 2.4777
[7 empty] | 2019 | 135697.9676 | 2221.8063 | 254784.9376 | 0 | 745716.145 | 97045.8606 | 50661.1654 | 0 | 68357.1429 | 1616.4568 | 1645.8606 | 1357747.3427 | 2019 | 0.24561 | 0.00017108 | 0.36434 | 0 | 1.5571 | 0.17216 | 0.034196 | 0 | 0.10254 | 0.00080823 | 6.5834e-06 | 2.4769
[7 empty] | 2020 | 108934.3484 | 2131.8032 | 260490.2402 | 0 | 764637.2467 | 92010.7389 | 68086.0984 | 0 | 62142.8571 | 2548.6715 | 2302.4367 | 1363284.4411 | 2020 | 0.19717 | 0.00016415 | 0.3725 | 0 | 1.5966 | 0.16323 | 0.045958 | 0 | 0.093214 | 0.0012743 | 9.2097e-06 | 2.4701
[7 empty] | 2021 | 86022.8638 | 2043.9555 | 255436.0625 | 0 | 763124.9462 | 82856.7315 | 93608.5066 | 0 | 55928.5714 | 11876.996 | 10996.0356 | 1361894.6689 | 2021 | 0.1557 | 0.00015738 | 0.36527 | 0 | 1.5934 | 0.14699 | 0.063186 | 0 | 0.083893 | 0.0059385 | 4.3984e-05 | 2.4146
[7 empty] | 2022 | 67036.6077 | 1955.7867 | 249278.4888 | 0 | 754896.5654 | 73130.2234 | 121047.4265 | 0 | 49714.2857 | 22417.7724 | 20106.767 | 1359583.9237 | 2022 | 0.12134 | 0.0001506 | 0.35647 | 0 | 1.5762 | 0.12973 | 0.081707 | 0 | 0.074571 | 0.011209 | 8.0427e-05 | 2.3515
[7 empty] | 2023 | 51749.7222 | 1864.301 | 241891.6292 | 0 | 740429.3797 | 62919.9793 | 150384.1673 | 0 | 43500 | 34205.0991 | 29640.0661 | 1356584.3438 | 2023 | 0.093667 | 0.00014355 | 0.34591 | 0 | 1.546 | 0.11162 | 0.10151 | 0 | 0.06525 | 0.017103 | 0.00011856 | 2.2813
[7 empty] | 2024 | 39721.4268 | 1767.4418 | 233284.295 | 0 | 720478.8293 | 52300.0582 | 181525.4985 | 0 | 37285.7143 | 47274.018 | 39600.8109 | 1353238.0929 | 2024 | 0.071896 | 0.00013609 | 0.3336 | 0 | 1.5044 | 0.09278 | 0.12253 | 0 | 0.055929 | 0.023637 | 0.0001584 | 2.205
[7 empty] | 2025 | 30407.7341 | 1665.0768 | 223621.0553 | 0 | 695925.9491 | 41290.5215 | 214290.5142 | 0 | 31071.4286 | 61660.5625 | 49993.4597 | 1349926.3017 | 2025 | 0.055038 | 0.00012821 | 0.31978 | 0 | 1.4531 | 0.073249 | 0.14465 | 0 | 0.046607 | 0.03083 | 0.00019997 | 2.1236
[7 empty] | 2026 | 23276.7481 | 1558.6368 | 208471.3409 | 0 | 667649.9179 | 36248.5878 | 248659.3591 | 0 | 24857.1429 | 77780.4597 | 61385.6079 | 1349887.8011 | 2026 | 0.042131 | 0.00012002 | 0.29811 | 0 | 1.3941 | 0.064305 | 0.16785 | 0 | 0.037286 | 0.03889 | 0.00024554 | 2.043
[7 empty] | 2027 | 17860.4539 | 1449.7387 | 191437.5505 | 0 | 636495.6422 | 31161.0838 | 284213.0629 | 0 | 18642.8571 | 95479.0523 | 73593.7123 | 1350333.1539 | 2027 | 0.032327 | 0.00011163 | 0.27376 | 0 | 1.329 | 0.05528 | 0.19184 | 0 | 0.027964 | 0.04774 | 0.00029437 | 1.9583
[7 empty] | 2028 | 13750.8541 | 1338.9488 | 173319.4623 | 0 | 602672.41 | 25924.0461 | 320669.8674 | 0 | 12428.5714 | 114804.3653 | 86624.7104 | 1351533.2358 | 2028 | 0.024889 | 0.0001031 | 0.24785 | 0 | 1.2584 | 0.045989 | 0.21645 | 0 | 0.018643 | 0.057402 | 0.0003465 | 1.8701
[7 empty] | 2029 | 10596.7574 | 1225.4826 | 154075.4168 | 0 | 566234.5904 | 20443.9228 | 357933.4667 | 0 | 6214.2857 | 135805.1031 | 100483.4551 | 1353012.4807 | 2029 | 0.01918 | 9.4362e-05 | 0.22033 | 0 | 1.1823 | 0.036268 | 0.24161 | 0 | 0.0093214 | 0.067903 | 0.00040193 | 1.7774
[7 empty] | 2030 | 8118.8838 | 1107.7934 | 133582.3887 | 0 | 527630.9985 | 14680.9657 | 396006.0221 | 0 | 0 | 158529.0621 | 114952.9836 | 1354609.0979 | 2030 | 0.014695 | 8.53e-05 | 0.19102 | 0 | 1.1017 | 0.026044 | 0.2673 | 0 | 0 | 0.079265 | 0.00045981 | 1.6806
1
2
3
4
5
6
Small MAC | [6 empty] | Total usage (kg) | [12 empty] | Total usage (Mt CO2e)
[8 empty] | No MAC | CFC-12 | HFC-134a | HFC-404A | HFC-410A | HFC-407C | HFC-32 | HFC-Mix | GWP <2150 | GWP <1000 | GWP <10 | Total |  | HCFC-22 | HCFC-123 | HFC-134a | HFC-404A | HFC-410A | HFC-407C | HFC-32 | HFC-Mix | GWP <2150 | GWP <1000 | GWP <10 | Total
[7 empty] | 2018 | 0 | 0 | 638032.6638 | 0 | 0 | 0 | 0 | 0 | 0 | 0 | 390.512 | 638423.1758 | 2018 | 0 | 0 | 0.91239 | 0 | 0 | 0 | 0 | 0 | 0 | 0 | 1.562e-06 | 0.91239
[7 empty] | 2019 | 0 | 0 | 640207.0388 | 0 | 0 | 0 | 0 | 0 | 0 | 0 | 1335.6532 | 641542.692 | 2019 | 0 | 0 | 0.9155 | 0 | 0 | 0 | 0 | 0 | 0 | 0 | 5.3426e-06 | 0.9155
[7 empty] | 2020 | 0 | 0 | 640921.948 | 0 | 0 | 0 | 0 | 0 | 0 | 0 | 3224.5487 | 644146.4966 | 2020 | 0 | 0 | 0.91652 | 0 | 0 | 0 | 0 | 0 | 0 | 0 | 1.2898e-05 | 0.91653
[7 empty] | 2021 | 0 | 0 | 635669.5976 | 0 | 0 | 0 | 0 | 0 | 0 | 0 | 10498.3597 | 646167.9573 | 2021 | 0 | 0 | 0.90901 | 0 | 0 | 0 | 0 | 0 | 0 | 0 | 4.1993e-05 | 0.90905
[7 empty] | 2022 | 0 | 0 | 624698.3543 | 0 | 0 | 0 | 0 | 0 | 0 | 0 | 23163.5052 | 647861.8595 | 2022 | 0 | 0 | 0.89332 | 0 | 0 | 0 | 0 | 0 | 0 | 0 | 9.2654e-05 | 0.89341
[7 empty] | 2023 | 0 | 0 | 608349.2376 | 0 | 0 | 0 | 0 | 0 | 0 | 0 | 41235.8349 | 649585.0725 | 2023 | 0 | 0 | 0.86994 | 0 | 0 | 0 | 0 | 0 | 0 | 0 | 0.00016494 | 0.8701
[7 empty] | 2024 | 0 | 0 | 586339.5115 | 0 | 0 | 0 | 0 | 0 | 0 | 0 | 64889.1377 | 651228.6492 | 2024 | 0 | 0 | 0.83847 | 0 | 0 | 0 | 0 | 0 | 0 | 0 | 0.00025956 | 0.83873
[7 empty] | 2025 | 0 | 0 | 558899.42 | 0 | 0 | 0 | 0 | 0 | 0 | 0 | 93933.7403 | 652833.1604 | 2025 | 0 | 0 | 0.79923 | 0 | 0 | 0 | 0 | 0 | 0 | 0 | 0.00037573 | 0.7996
[7 empty] | 2026 | 0 | 0 | 529981.1632 | 0 | 0 | 0 | 0 | 0 | 0 | 0 | 124575.7591 | 654556.9223 | 2026 | 0 | 0 | 0.75787 | 0 | 0 | 0 | 0 | 0 | 0 | 0 | 0.0004983 | 0.75837
[7 empty] | 2027 | 0 | 0 | 499535.0592 | 0 | 0 | 0 | 0 | 0 | 0 | 0 | 156759.5828 | 656294.642 | 2027 | 0 | 0 | 0.71434 | 0 | 0 | 0 | 0 | 0 | 0 | 0 | 0.00062704 | 0.71496
[7 empty] | 2028 | 0 | 0 | 467622.8995 | 0 | 0 | 0 | 0 | 0 | 0 | 0 | 190414.4395 | 658037.339 | 2028 | 0 | 0 | 0.6687 | 0 | 0 | 0 | 0 | 0 | 0 | 0 | 0.00076166 | 0.66946
[7 empty] | 2029 | 0 | 0 | 434371.8635 | 0 | 0 | 0 | 0 | 0 | 0 | 0 | 225286.735 | 659658.5985 | 2029 | 0 | 0 | 0.62115 | 0 | 0 | 0 | 0 | 0 | 0 | 0 | 0.00090115 | 0.62205
[7 empty] | 2030 | 0 | 0 | 399736.8543 | 0 | 0 | 0 | 0 | 0 | 0 | 0 | 261401.2332 | 661138.0874 | 2030 | 0 | 0 | 0.57162 | 0 | 0 | 0 | 0 | 0 | 0 | 0 | 0.0010456 | 0.57267
[6 empty] | 1 | CFC-12 includes those manufactured with CFC, many of these have been retrofitted with HFC-134a and HC.
2
3
4
5
6
Large MAC | [6 empty] | Total usage (kg) | [12 empty] | Total usage (Mt CO2e)
[8 empty] | HCFC-22 | HCFC-123 | HFC-134a | HFC-404A | HFC-410A | HFC-407C | HFC-32 | HFC-Mix | GWP <2150 | GWP <1000 | GWP <10 | Total |  | HCFC-22 | HCFC-123 | HFC-134a | HFC-404A | HFC-410A | HFC-407C | HFC-32 | HFC-Mix | GWP <2150 | GWP <1000 | GWP <10 | Total
[7 empty] | 2018 | 2262.6005 | 0 | 21761.7177 | 0 | 8049.557 | 36853.3211 | 0 | 0 | 0 | 0 | 0 | 68927.1964 | 2018 | 0.0040953 | 0 | 0.031119 | 0 | 0.016807 | 0.065378 | 0 | 0 | 0 | 0 | 0 | 0.1174
[7 empty] | 2019 | 1706.2843 | 0 | 21005.9476 | 0 | 8730.7855 | 37627.635 | 0 | 0 | 0 | 0 | 0 | 69070.6523 | 2019 | 0.0030884 | 0 | 0.030039 | 0 | 0.01823 | 0.066751 | 0 | 0 | 0 | 0 | 0 | 0.11811
[7 empty] | 2020 | 1369.951 | 0 | 20943.0405 | 0 | 9630.2571 | 39266.392 | 0 | 0 | 0 | 0 | 0 | 71209.6406 | 2020 | 0.0024796 | 0 | 0.029949 | 0 | 0.020108 | 0.069659 | 0 | 0 | 0 | 0 | 0 | 0.12219
[7 empty] | 2021 | 1108.4972 | 0 | 20470.5143 | 0 | 10451.207 | 40299.9101 | 76.1401 | 0 | 0 | 223.8352 | 29.841 | 72659.945 | 2021 | 0.0020064 | 0 | 0.029273 | 0 | 0.021822 | 0.071492 | 5.1395e-05 | 0 | 0 | 0.00011192 | 1.1936e-07 | 0.12476
[7 empty] | 2022 | 911.0384 | 0 | 19937.5197 | 0 | 11181.2608 | 40991.8491 | 230.7044 | 0 | 0 | 524.4757 | 73.0231 | 73849.8712 | 2022 | 0.001649 | 0 | 0.028511 | 0 | 0.023346 | 0.07272 | 0.00015573 | 0 | 0 | 0.00026224 | 2.9209e-07 | 0.12664
[7 empty] | 2023 | 759.8828 | 0 | 19357.5373 | 0 | 11805.7536 | 41334.2677 | 466.0286 | 0 | 0 | 901.5794 | 129.7574 | 74754.8067 | 2023 | 0.0013754 | 0 | 0.027681 | 0 | 0.02465 | 0.073327 | 0.00031457 | 0 | 0 | 0.00045079 | 5.1903e-07 | 0.1278
[7 empty] | 2024 | 637.2785 | 0 | 18741.4344 | 0 | 12308.6786 | 41315.8323 | 784.5007 | 0 | 0 | 1354.8146 | 200.2605 | 75342.7996 | 2024 | 0.0011535 | 0 | 0.0268 | 0 | 0.025701 | 0.073294 | 0.00052954 | 0 | 0 | 0.00067741 | 8.0104e-07 | 0.12816
[7 empty] | 2025 | 529.4874 | 0 | 18097.1958 | 0 | 12674.7128 | 40927.4707 | 1188.5622 | 0 | 0 | 1883.8597 | 284.7552 | 75586.0438 | 2025 | 0.00095837 | 0 | 0.025879 | 0 | 0.026465 | 0.072605 | 0.00080228 | 0 | 0 | 0.00094193 | 1.139e-06 | 0.12765
[7 empty] | 2026 | 428.3311 | 0 | 17059.8484 | 0 | 12891.594 | 40155.5492 | 1680.7089 | 0 | 0 | 2577.5089 | 436.4849 | 75230.0255 | 2026 | 0.00077528 | 0 | 0.024396 | 0 | 0.026918 | 0.071236 | 0.0011345 | 0 | 0 | 0.0012888 | 1.7459e-06 | 0.12575
[7 empty] | 2027 | 331.4585 | 0 | 15964.7717 | 0 | 12951.3202 | 39030.8055 | 2263.492 | 0 | 0 | 3376.2997 | 621.0897 | 74539.2372 | 2027 | 0.00059994 | 0 | 0.02283 | 0 | 0.027042 | 0.069241 | 0.0015279 | 0 | 0 | 0.0016881 | 2.4844e-06 | 0.12293
[7 empty] | 2028 | 241.5213 | 0 | 14815.2971 | 0 | 12849.0582 | 37587.2067 | 2939.5136 | 0 | 0 | 4279.5823 | 838.8023 | 73550.9815 | 2028 | 0.00043715 | 0 | 0.021186 | 0 | 0.026829 | 0.06668 | 0.0019842 | 0 | 0 | 0.0021398 | 3.3552e-06 | 0.11926
[7 empty] | 2029 | 163.7868 | 0 | 13613.6668 | 0 | 12580.7838 | 35860.2974 | 3711.4028 | 0 | 0 | 5286.717 | 1089.8585 | 72306.5131 | 2029 | 0.00029645 | 0 | 0.019468 | 0 | 0.026269 | 0.063616 | 0.0025052 | 0 | 0 | 0.0026434 | 4.3594e-06 | 0.1148
[7 empty] | 2030 | 102.773 | 0 | 12361.0893 | 0 | 12142.7838 | 33878.9166 | 4581.7005 | 0 | 0 | 6397.0624 | 1374.4857 | 70838.8113 | 2030 | 0.00018602 | 0 | 0.017676 | 0 | 0.025354 | 0.060101 | 0.0030926 | 0 | 0 | 0.0031985 | 5.4979e-06 | 0.10961
1
2
3
4
5
6
Total MAC | [6 empty] | Total usage (kg) | [12 empty] | Total usage (Mt CO2e)
[8 empty] | HCFC-22 | HCFC-123 | HFC-134a | HFC-404A | HFC-410A | HFC-407C | HFC-32 | HFC-Mix | GWP <2150 | GWP <1000 | GWP <10 | Total |  | HCFC-22 | HCFC-123 | HFC-134a | HFC-404A | HFC-410A | HFC-407C | HFC-32 | HFC-Mix | GWP <2150 | GWP <1000 | GWP <10 | Total
[7 empty] | 2018 | 2262.6005 | 0 | 659794.3815 | 0 | 8049.557 | 36853.3211 | 0 | 0 | 0 | 0 | 390.512 | 707350.3722 | 2018 | 0.0040953 | 0 | 0.94351 | 0 | 0.016807 | 0.065378 | 0 | 0 | 0 | 0 | 1.562e-06 | 1.0298
[7 empty] | 2019 | 1706.2843 | 0 | 661212.9864 | 0 | 8730.7855 | 37627.635 | 0 | 0 | 0 | 0 | 1335.6532 | 710613.3444 | 2019 | 0.0030884 | 0 | 0.94553 | 0 | 0.01823 | 0.066751 | 0 | 0 | 0 | 0 | 5.3426e-06 | 1.0336
[7 empty] | 2020 | 1369.951 | 0 | 661864.9885 | 0 | 9630.2571 | 39266.392 | 0 | 0 | 0 | 0 | 3224.5487 | 715356.1372 | 2020 | 0.0024796 | 0 | 0.94647 | 0 | 0.020108 | 0.069659 | 0 | 0 | 0 | 0 | 1.2898e-05 | 1.0387
[7 empty] | 2021 | 1108.4972 | 0 | 656140.112 | 0 | 10451.207 | 40299.9101 | 76.1401 | 0 | 0 | 223.8352 | 10528.2006 | 718827.9023 | 2021 | 0.0020064 | 0 | 0.93828 | 0 | 0.021822 | 0.071492 | 5.1395e-05 | 0 | 0 | 0.00011192 | 4.2113e-05 | 1.0338
[7 empty] | 2022 | 911.0384 | 0 | 644635.874 | 0 | 11181.2608 | 40991.8491 | 230.7044 | 0 | 0 | 524.4757 | 23236.5283 | 721711.7307 | 2022 | 0.001649 | 0 | 0.92183 | 0 | 0.023346 | 0.07272 | 0.00015573 | 0 | 0 | 0.00026224 | 9.2946e-05 | 1.0201
[7 empty] | 2023 | 759.8828 | 0 | 627706.7749 | 0 | 11805.7536 | 41334.2677 | 466.0286 | 0 | 0 | 901.5794 | 41365.5922 | 724339.8792 | 2023 | 0.0013754 | 0 | 0.89762 | 0 | 0.02465 | 0.073327 | 0.00031457 | 0 | 0 | 0.00045079 | 0.00016546 | 0.9979
[7 empty] | 2024 | 637.2785 | 0 | 605080.946 | 0 | 12308.6786 | 41315.8323 | 784.5007 | 0 | 0 | 1354.8146 | 65089.3981 | 726571.4488 | 2024 | 0.0011535 | 0 | 0.86527 | 0 | 0.025701 | 0.073294 | 0.00052954 | 0 | 0 | 0.00067741 | 0.00026036 | 0.96688
[7 empty] | 2025 | 529.4874 | 0 | 576996.6158 | 0 | 12674.7128 | 40927.4707 | 1188.5622 | 0 | 0 | 1883.8597 | 94218.4955 | 728419.2042 | 2025 | 0.00095837 | 0 | 0.82511 | 0 | 0.026465 | 0.072605 | 0.00080228 | 0 | 0 | 0.00094193 | 0.00037687 | 0.92725
[7 empty] | 2026 | 428.3311 | 0 | 547041.0116 | 0 | 12891.594 | 40155.5492 | 1680.7089 | 0 | 0 | 2577.5089 | 125012.244 | 729786.9478 | 2026 | 0.00077528 | 0 | 0.78227 | 0 | 0.026918 | 0.071236 | 0.0011345 | 0 | 0 | 0.0012888 | 0.00050005 | 0.88412
[7 empty] | 2027 | 331.4585 | 0 | 515499.8309 | 0 | 12951.3202 | 39030.8055 | 2263.492 | 0 | 0 | 3376.2997 | 157380.6725 | 730833.8792 | 2027 | 0.00059994 | 0 | 0.73716 | 0 | 0.027042 | 0.069241 | 0.0015279 | 0 | 0 | 0.0016881 | 0.00062952 | 0.83789
[7 empty] | 2028 | 241.5213 | 0 | 482438.1966 | 0 | 12849.0582 | 37587.2067 | 2939.5136 | 0 | 0 | 4279.5823 | 191253.2418 | 731588.3205 | 2028 | 0.00043715 | 0 | 0.68989 | 0 | 0.026829 | 0.06668 | 0.0019842 | 0 | 0 | 0.0021398 | 0.00076501 | 0.78872
[7 empty] | 2029 | 163.7868 | 0 | 447985.5304 | 0 | 12580.7838 | 35860.2974 | 3711.4028 | 0 | 0 | 5286.717 | 226376.5935 | 731965.1116 | 2029 | 0.00029645 | 0 | 0.64062 | 0 | 0.026269 | 0.063616 | 0.0025052 | 0 | 0 | 0.0026434 | 0.00090551 | 0.73685
[7 empty] | 2030 | 102.773 | 0 | 412097.9436 | 0 | 12142.7838 | 33878.9166 | 4581.7005 | 0 | 0 | 6397.0624 | 262775.7189 | 731976.8987 | 2030 | 0.00018602 | 0 | 0.5893 | 0 | 0.025354 | 0.060101 | 0.0030926 | 0 | 0 | 0.0031985 | 0.0010511 | 0.68228
1
2
3
4
5
6
Domestic Refrigeration | [6 empty] | Total usage (kg) | [12 empty] | Total usage (Mt CO2e)
[8 empty] | HCFC-22 | HCFC-123 | HFC-134a | HFC-404A | HFC-410A | HFC-407C | HFC-32 | HFC-Mix | GWP <2150 | GWP <1000 | GWP <10 | Total |  | HCFC-22 | HCFC-123 | HFC-134a | HFC-404A | HFC-410A | HFC-407C | HFC-32 | HFC-Mix | GWP <2150 | GWP <1000 | GWP <10 | Total
[7 empty] | 2018 | 0 | 0 | 4376.1188 | 0 | 0 | 0 | 0 | 0 | 0 | 0 | 1190.6057 | 5566.7245 | 2018 | 0 | 0 | 0.0062578 | 0 | 0 | 0 | 0 | 0 | 0 | 0 | 4.7624e-06 | 0.0062626
[7 empty] | 2019 | 0 | 0 | 4049.9263 | 0 | 0 | 0 | 0 | 0 | 0 | 0 | 1348.8797 | 5398.8059 | 2019 | 0 | 0 | 0.0057914 | 0 | 0 | 0 | 0 | 0 | 0 | 0 | 5.3955e-06 | 0.0057968
[7 empty] | 2020 | 0 | 0 | 3699.785 | 0 | 0 | 0 | 0 | 0 | 0 | 0 | 1509.3011 | 5209.0861 | 2020 | 0 | 0 | 0.0052907 | 0 | 0 | 0 | 0 | 0 | 0 | 0 | 6.0372e-06 | 0.0052967
[7 empty] | 2021 | 0 | 0 | 3328.3649 | 0 | 0 | 0 | 0 | 0 | 0 | 0 | 1668.2495 | 4996.6144 | 2021 | 0 | 0 | 0.0047596 | 0 | 0 | 0 | 0 | 0 | 0 | 0 | 6.673e-06 | 0.0047662
[7 empty] | 2022 | 0 | 0 | 2939.6677 | 0 | 0 | 0 | 0 | 0 | 0 | 0 | 1822.6514 | 4762.3192 | 2022 | 0 | 0 | 0.0042037 | 0 | 0 | 0 | 0 | 0 | 0 | 0 | 7.2906e-06 | 0.004211
[7 empty] | 2023 | 0 | 0 | 2542.4619 | 0 | 0 | 0 | 0 | 0 | 0 | 0 | 1968.7828 | 4511.2447 | 2023 | 0 | 0 | 0.0036357 | 0 | 0 | 0 | 0 | 0 | 0 | 0 | 7.8751e-06 | 0.0036436
[7 empty] | 2024 | 0 | 0 | 2148.6691 | 0 | 0 | 0 | 0 | 0 | 0 | 0 | 2103.2643 | 4251.9334 | 2024 | 0 | 0 | 0.0030726 | 0 | 0 | 0 | 0 | 0 | 0 | 0 | 8.4131e-06 | 0.003081
[7 empty] | 2025 | 0 | 0 | 1771.5375 | 0 | 0 | 0 | 0 | 0 | 0 | 0 | 2224.2571 | 3995.7946 | 2025 | 0 | 0 | 0.0025333 | 0 | 0 | 0 | 0 | 0 | 0 | 0 | 8.897e-06 | 0.0025422
[7 empty] | 2026 | 0 | 0 | 1423.2578 | 0 | 0 | 0 | 0 | 0 | 0 | 0 | 2332.9883 | 3756.2461 | 2026 | 0 | 0 | 0.0020353 | 0 | 0 | 0 | 0 | 0 | 0 | 0 | 9.332e-06 | 0.0020446
[7 empty] | 2027 | 0 | 0 | 1114.8921 | 0 | 0 | 0 | 0 | 0 | 0 | 0 | 2432.2225 | 3547.1145 | 2027 | 0 | 0 | 0.0015943 | 0 | 0 | 0 | 0 | 0 | 0 | 0 | 9.7289e-06 | 0.001604
[7 empty] | 2028 | 0 | 0 | 854.3527 | 0 | 0 | 0 | 0 | 0 | 0 | 0 | 2525.6034 | 3379.9561 | 2028 | 0 | 0 | 0.0012217 | 0 | 0 | 0 | 0 | 0 | 0 | 0 | 1.0102e-05 | 0.0012318
[7 empty] | 2029 | 0 | 0 | 645.311 | 0 | 0 | 0 | 0 | 0 | 0 | 0 | 2615.561 | 3260.8719 | 2029 | 0 | 0 | 0.00092279 | 0 | 0 | 0 | 0 | 0 | 0 | 0 | 1.0462e-05 | 0.00093326
[7 empty] | 2030 | 0 | 0 | 486.6596 | 0 | 0 | 0 | 0 | 0 | 0 | 0 | 2702.0352 | 3188.6948 | 2030 | 0 | 0 | 0.00069592 | 0 | 0 | 0 | 0 | 0 | 0 | 0 | 1.0808e-05 | 0.00070673
1
2
3
4
5
6
RCFC: Self Contained | [6 empty] | Total usage (kg) | [12 empty] | Total usage (Mt CO2e)
[8 empty] | HCFC-22 | HCFC-123 | HFC-134a | HFC-404A | HFC-410A | HFC-407C | HFC-32 | HFC-Mix | GWP <2150 | GWP <1000 | GWP <10 | Total |  | HCFC-22 | HCFC-123 | HFC-134a | HFC-404A | HFC-410A | HFC-407C | HFC-32 | HFC-Mix | GWP <2150 | GWP <1000 | GWP <10 | Total
[7 empty] | 2018 | 270.3613 | 0 | 16752.4632 | 17698.99 | 0 | 38.623 | 0 | 0 | 698.8728 | 214.2857 | 1585.9213 | 37259.5173 | 2018 | 0.00048935 | 0 | 0.023956 | 0.069415 | 0 | 6.8517e-05 | 0 | 0 | 0.0010483 | 0.00010714 | 6.3437e-06 | 0.095091
[7 empty] | 2019 | 188.6197 | 0 | 17059.739 | 16503.8166 | 0 | 26.9457 | 0 | 0 | 847.9831 | 321.4286 | 2178.1541 | 37126.6867 | 2019 | 0.0003414 | 0 | 0.024395 | 0.064728 | 0 | 4.7802e-05 | 0 | 0 | 0.001272 | 0.00016071 | 8.7126e-06 | 0.090954
[7 empty] | 2020 | 123.248 | 0 | 17266.8175 | 15216.4473 | 0 | 17.6069 | 0 | 0 | 1031.3253 | 428.5714 | 2792.9992 | 36877.0155 | 2020 | 0.00022308 | 0 | 0.024692 | 0.059679 | 0 | 3.1235e-05 | 0 | 0 | 0.001547 | 0.00021429 | 1.1172e-05 | 0.086397
[7 empty] | 2021 | 74.2189 | 0 | 17343.215 | 13840.9796 | 0 | 10.6027 | 0 | 0 | 1245.2086 | 540.8587 | 3433.3888 | 36488.4722 | 2021 | 0.00013434 | 0 | 0.024801 | 0.054284 | 0 | 1.8809e-05 | 0 | 0 | 0.0018678 | 0.00027043 | 1.3734e-05 | 0.08139
[7 empty] | 2022 | 40.4269 | 0 | 17283.6958 | 12397.7625 | 0 | 5.7753 | 0 | 0 | 1490.3678 | 658.3498 | 4095.3809 | 35971.7589 | 2022 | 7.3173e-05 | 0 | 0.024716 | 0.048624 | 0 | 1.0245e-05 | 0 | 0 | 0.0022356 | 0.00032917 | 1.6382e-05 | 0.076004
[7 empty] | 2023 | 19.5239 | 0 | 17082.0608 | 10919.0011 | 0 | 2.7891 | 0 | 0 | 1767.4183 | 781.1046 | 4772.7951 | 35344.693 | 2023 | 3.5338e-05 | 0 | 0.024427 | 0.042824 | 0 | 4.9479e-06 | 0 | 0 | 0.0026511 | 0.00039055 | 1.9091e-05 | 0.070353
[7 empty] | 2024 | 8.1962 | 0 | 16733.2657 | 9447.4122 | 0 | 1.1709 | 0 | 0 | 2076.582 | 909.1834 | 5457.0996 | 34632.91 | 2024 | 1.4835e-05 | 0 | 0.023929 | 0.037053 | 0 | 2.0772e-06 | 0 | 0 | 0.0031149 | 0.00045459 | 2.1828e-05 | 0.06459
[7 empty] | 2025 | 2.9368 | 0 | 16235.7132 | 8032.1687 | 0 | 0.41954 | 0 | 0 | 2417.1599 | 1042.6452 | 6137.6804 | 33868.7237 | 2025 | 5.3156e-06 | 0 | 0.023217 | 0.031502 | 0 | 7.4427e-07 | 0 | 0 | 0.0036257 | 0.00052132 | 2.4551e-05 | 0.058897
[7 empty] | 2026 | 0.88384 | 0 | 15478.4026 | 6712.7857 | 0 | 0.12626 | 0 | 0 | 2888.3349 | 1181.0995 | 6830.724 | 33092.3568 | 2026 | 1.5998e-06 | 0 | 0.022134 | 0.026328 | 0 | 2.2399e-07 | 0 | 0 | 0.0043325 | 0.00059055 | 2.7323e-05 | 0.053414
[7 empty] | 2027 | 0.22042 | 0 | 14464.2492 | 5534.616 | 0 | 0.031488 | 0 | 0 | 3430.9297 | 1324.5581 | 7525.0386 | 32279.6435 | 2027 | 3.9896e-07 | 0 | 0.020684 | 0.021707 | 0 | 5.586e-08 | 0 | 0 | 0.0051464 | 0.00066228 | 3.01e-05 | 0.04823
[7 empty] | 2028 | 0.045047 | 0 | 13200.3747 | 4523.0476 | 0 | 0.0064353 | 0 | 0 | 4039.9161 | 1472.9465 | 8214.1472 | 31450.4837 | 2028 | 8.1535e-08 | 0 | 0.018877 | 0.017739 | 0 | 1.1416e-08 | 0 | 0 | 0.0060599 | 0.00073647 | 3.2857e-05 | 0.043445
[7 empty] | 2029 | 0.0074772 | 0 | 11700.719 | 3669.4017 | 0 | 0.0010682 | 0 | 0 | 4710.2387 | 1626.0118 | 8899.7363 | 30606.116 | 2029 | 1.3534e-08 | 0 | 0.016732 | 0.014391 | 0 | 1.8949e-09 | 0 | 0 | 0.0070654 | 0.00081301 | 3.5599e-05 | 0.039037
[7 empty] | 2030 | 0.0010008 | 0 | 9986.1667 | 2932.676 | 0 | 0.00014297 | 0 | 0 | 5438.1539 | 1783.2276 | 9590.8705 | 29731.0958 | 2030 | 1.8114e-09 | 0 | 0.01428 | 0.011502 | 0 | 2.5362e-10 | 0 | 0 | 0.0081572 | 0.00089161 | 3.8363e-05 | 0.034869
1
2
3
4
5
6
RCFC: Remote | [6 empty] | Total usage (kg) | [12 empty] | Total usage (Mt CO2e)
[8 empty] | HCFC-22 | HCFC-123 | HFC-134a | HFC-404A | HFC-410A | HFC-407C | HFC-32 | HFC-Mix | GWP <2150 | GWP <1000 | GWP <10 | Total |  | HCFC-22 | HCFC-123 | HFC-134a | HFC-404A | HFC-410A | HFC-407C | HFC-32 | HFC-Mix | GWP <2150 | GWP <1000 | GWP <10 | Total
[7 empty] | 2018 | 31421.9732 | 0 | 279125.2624 | 568229.2062 | 2766.9611 | 23816.4959 | 0 | 0 | 30573.1675 | 1090.9247 | 332.656 | 937356.6469 | 2018 | 0.056874 | 0 | 0.39915 | 2.2286 | 0.0057774 | 0.04225 | 0 | 0 | 0.04586 | 0.00054546 | 1.3306e-06 | 2.7791
[7 empty] | 2019 | 27172.082 | 0 | 273120.2691 | 550942.3577 | 3365.9578 | 26472.2502 | 0 | 0 | 30375.1421 | 1744.3752 | 416.3036 | 913608.7377 | 2019 | 0.049181 | 0 | 0.39056 | 2.1608 | 0.0070281 | 0.046962 | 0 | 0 | 0.045563 | 0.00087219 | 1.6652e-06 | 2.701
[7 empty] | 2020 | 23160.3351 | 0 | 290859.8538 | 531401.7173 | 4076.3359 | 29413.6961 | 0 | 0 | 30351.6337 | 2470.7505 | 513.6765 | 912247.9989 | 2020 | 0.04192 | 0 | 0.41593 | 2.0842 | 0.0085114 | 0.05218 | 0 | 0 | 0.045527 | 0.0012354 | 2.0547e-06 | 2.6495
[7 empty] | 2021 | 19433.3511 | 0 | 293333.5406 | 507378.5188 | 4759.004 | 29969.3975 | 0 | 0 | 42390.9249 | 11873.5773 | 1220.1587 | 910358.4728 | 2021 | 0.035174 | 0 | 0.41947 | 1.9899 | 0.0099368 | 0.053166 | 0 | 0 | 0.063586 | 0.0059368 | 4.8806e-06 | 2.5772
[7 empty] | 2022 | 16031.7062 | 0 | 294244.3828 | 480825.1571 | 5406.9619 | 30420.7945 | 0 | 0 | 56308.9864 | 22637.4759 | 2304.9078 | 908180.3725 | 2022 | 0.029017 | 0 | 0.42077 | 1.8858 | 0.01129 | 0.053966 | 0 | 0 | 0.084463 | 0.011319 | 9.2196e-06 | 2.4966
[7 empty] | 2023 | 12988.9105 | 0 | 293537.9464 | 451794.8459 | 6011.8078 | 30769.0912 | 0 | 0 | 72129.4199 | 34787.4751 | 3772.2208 | 905791.7175 | 2023 | 0.02351 | 0 | 0.41976 | 1.7719 | 0.012553 | 0.054584 | 0 | 0 | 0.10819 | 0.017394 | 1.5089e-05 | 2.4079
[7 empty] | 2024 | 10326.5304 | 0 | 291156.4225 | 420352.0917 | 6565.8643 | 31018.8738 | 0 | 0 | 89875.1998 | 48349.0235 | 5626.3243 | 903270.3301 | 2024 | 0.018691 | 0 | 0.41635 | 1.6486 | 0.01371 | 0.055027 | 0 | 0 | 0.13481 | 0.024175 | 2.2505e-05 | 2.3114
[7 empty] | 2025 | 8048.531 | 0 | 287038.9148 | 386545.5898 | 7064.4533 | 31179.1995 | 0 | 0 | 109568.4153 | 63347.9816 | 7871.4553 | 900664.5405 | 2025 | 0.014568 | 0 | 0.41047 | 1.516 | 0.014751 | 0.055312 | 0 | 0 | 0.16435 | 0.031674 | 3.1486e-05 | 2.2072
[7 empty] | 2026 | 6140.0683 | 0 | 277819.65 | 355503.9492 | 7414.4473 | 29492.3288 | 0 | 0 | 130597.7852 | 81824.0305 | 10579.8063 | 899372.0657 | 2026 | 0.011114 | 0 | 0.39728 | 1.3943 | 0.015481 | 0.052319 | 0 | 0 | 0.1959 | 0.040912 | 4.2319e-05 | 2.1073
[7 empty] | 2027 | 4572.7497 | 0 | 266320.8617 | 322832.1547 | 7620.9621 | 27483.6083 | 0 | 0 | 153551.0745 | 102102.1203 | 13729.4419 | 898212.9733 | 2027 | 0.0082767 | 0 | 0.38084 | 1.2661 | 0.015913 | 0.048756 | 0 | 0 | 0.23033 | 0.051051 | 5.4918e-05 | 2.0014
[7 empty] | 2028 | 3313.5978 | 0 | 252437.4523 | 288616.8993 | 7694.2173 | 25170.7132 | 0 | 0 | 178451.0989 | 124214.5577 | 17325.0245 | 897223.561 | 2028 | 0.0059976 | 0 | 0.36099 | 1.132 | 0.016066 | 0.044653 | 0 | 0 | 0.26768 | 0.062107 | 6.93e-05 | 1.8895
[7 empty] | 2029 | 2331.8589 | 0 | 236025.4234 | 253111.0501 | 7644.6226 | 22569.5032 | 0 | 0 | 205309.5406 | 148189.482 | 21369.9325 | 896551.4132 | 2029 | 0.0042207 | 0 | 0.33752 | 0.9927 | 0.015962 | 0.040038 | 0 | 0 | 0.30796 | 0.074095 | 8.548e-05 | 1.7726
[7 empty] | 2030 | 1598.6135 | 0 | 216931.8201 | 216782.8362 | 7477.9231 | 19691.5247 | 0 | 0 | 234110.7916 | 174045.4636 | 25863.8888 | 896502.8617 | 2030 | 0.0028935 | 0 | 0.31021 | 0.85022 | 0.015614 | 0.034933 | 0 | 0 | 0.35117 | 0.087023 | 0.00010346 | 1.6522
1
2
3
4
5
6
RCFC: Supermarket | [6 empty] | Total usage (kg) | [12 empty] | Total usage (Mt CO2e)
[8 empty] | HCFC-22 | HCFC-123 | HFC-134a | HFC-404A | HFC-410A | HFC-407C | HFC-32 | HFC-Mix | GWP <2150 | GWP <1000 | GWP <10 | Total |  | HCFC-22 | HCFC-123 | HFC-134a | HFC-404A | HFC-410A | HFC-407C | HFC-32 | HFC-Mix | GWP <2150 | GWP <1000 | GWP <10 | Total
[7 empty] | 2018 | 16591.7957 | 0 | 114972.9591 | 174208.0801 | 0 | 0 | 0 | 0 | 6318.1601 | 0 | 51465.0995 | 363556.0945 | 2018 | 0.030031 | 0 | 0.16441 | 0.68324 | 0 | 0 | 0 | 0 | 0.0094772 | 0 | 0.00020586 | 0.88737
[7 empty] | 2019 | 13533.6092 | 0 | 113997.4555 | 170099.2421 | 0 | 0 | 0 | 0 | 6988.5576 | 0 | 58094.4189 | 362713.2833 | 2019 | 0.024496 | 0 | 0.16302 | 0.66713 | 0 | 0 | 0 | 0 | 0.010483 | 0 | 0.00023238 | 0.86536
[7 empty] | 2020 | 10349.1611 | 0 | 113109.022 | 169812.9143 | 0 | 0 | 0 | 0 | 7682.8086 | 0 | 64840.957 | 365794.863 | 2020 | 0.018732 | 0 | 0.16175 | 0.66601 | 0 | 0 | 0 | 0 | 0.011524 | 0 | 0.00025936 | 0.85827
[7 empty] | 2021 | 7001.2075 | 0 | 113192.4153 | 158206.9892 | 0 | 0 | 0 | 0 | 10691.8354 | 0 | 77148.5412 | 366240.9885 | 2021 | 0.012672 | 0 | 0.16187 | 0.62049 | 0 | 0 | 0 | 0 | 0.016038 | 0 | 0.00030859 | 0.81137
[7 empty] | 2022 | 3552.2377 | 0 | 113375.9539 | 146251.1574 | 0 | 0 | 0 | 0 | 13787.9571 | 0 | 89712.7955 | 366680.1016 | 2022 | 0.0064296 | 0 | 0.16213 | 0.5736 | 0 | 0 | 0 | 0 | 0.020682 | 0 | 0.00035885 | 0.76319
[7 empty] | 2023 | 0 | 0 | 113661.7399 | 133937.4198 | 0 | 0 | 0 | 0 | 16973.0882 | 0 | 102539.3464 | 367111.5943 | 2023 | 0 | 0 | 0.16254 | 0.5253 | 0 | 0 | 0 | 0 | 0.02546 | 0 | 0.00041016 | 0.71371
[7 empty] | 2024 | 0 | 0 | 114051.9157 | 118258.6326 | 0 | 0 | 0 | 0 | 20249.1809 | 0 | 115633.9306 | 368193.6599 | 2024 | 0 | 0 | 0.16309 | 0.46381 | 0 | 0 | 0 | 0 | 0.030374 | 0 | 0.00046254 | 0.65774
[7 empty] | 2025 | 0 | 0 | 114548.6648 | 102116.9885 | 0 | 0 | 0 | 0 | 23618.2257 | 0 | 129002.397 | 369286.276 | 2025 | 0 | 0 | 0.1638 | 0.4005 | 0 | 0 | 0 | 0 | 0.035427 | 0 | 0.00051601 | 0.60025
[7 empty] | 2026 | 0 | 0 | 102383.1209 | 94146.2766 | 0 | 0 | 0 | 0 | 26234.6527 | 0 | 146459.2683 | 369223.3185 | 2026 | 0 | 0 | 0.14641 | 0.36924 | 0 | 0 | 0 | 0 | 0.039352 | 0 | 0.00058584 | 0.55559
[7 empty] | 2027 | 0 | 0 | 90045.4893 | 86028.1773 | 0 | 0 | 0 | 0 | 28900.0935 | 0 | 164185.3838 | 369159.1439 | 2027 | 0 | 0 | 0.12877 | 0.3374 | 0 | 0 | 0 | 0 | 0.04335 | 0 | 0.00065674 | 0.51017
[7 empty] | 2028 | 0 | 0 | 77533.1974 | 77760.4782 | 0 | 0 | 0 | 0 | 31615.2572 | 0 | 182184.6806 | 369093.6134 | 2028 | 0 | 0 | 0.11087 | 0.30498 | 0 | 0 | 0 | 0 | 0.047423 | 0 | 0.00072874 | 0.464
[7 empty] | 2029 | 0 | 0 | 64843.6385 | 69340.9376 | 0 | 0 | 0 | 0 | 34380.8627 | 0 | 200461.1473 | 369026.5861 | 2029 | 0 | 0 | 0.092726 | 0.27196 | 0 | 0 | 0 | 0 | 0.051571 | 0 | 0.00080184 | 0.41705
[7 empty] | 2030 | 0 | 0 | 51974.1718 | 60767.2843 | 0 | 0 | 0 | 0 | 37197.6376 | 0 | 219018.8251 | 368957.9188 | 2030 | 0 | 0 | 0.074323 | 0.23833 | 0 | 0 | 0 | 0 | 0.055796 | 0 | 0.00087608 | 0.36932
1
2
3
4
5
6
RCFC: Transport | [6 empty] | Total usage (kg) | [12 empty] | Total usage (Mt CO2e)
[8 empty] | HCFC-22 | HCFC-123 | HFC-134a | HFC-404A | HFC-410A | HFC-407C | HFC-32 | HFC-Mix | GWP <2150 | GWP <1000 | GWP <10 | Total |  | HCFC-22 | HCFC-123 | HFC-134a | HFC-404A | HFC-410A | HFC-407C | HFC-32 | HFC-Mix | GWP <2150 | GWP <1000 | GWP <10 | Total
[7 empty] | 2018 | 2654.4187 | 0 | 11770.5019 | 28677.1075 | 0 | 7598.328 | 0 | 0 | 6292.3493 | 0 | 0 | 56992.7054 | 2018 | 0.0048045 | 0 | 0.016832 | 0.11247 | 0 | 0.013479 | 0 | 0 | 0.0094385 | 0 | 0 | 0.15703
[7 empty] | 2019 | 2260.4712 | 0 | 12410.0746 | 28360.4513 | 0 | 7784.6869 | 0 | 0 | 4592.7173 | 0 | 0 | 55408.4013 | 2019 | 0.0040915 | 0 | 0.017746 | 0.11123 | 0 | 0.01381 | 0 | 0 | 0.0068891 | 0 | 0 | 0.15377
[7 empty] | 2020 | 1909.9805 | 0 | 12995.0129 | 27882.2354 | 0 | 7931.1092 | 0 | 0 | 3041.3589 | 0 | 0 | 53759.697 | 2020 | 0.0034571 | 0 | 0.018583 | 0.10935 | 0 | 0.01407 | 0 | 0 | 0.004562 | 0 | 0 | 0.15003
[7 empty] | 2021 | 1603.9373 | 0 | 13249.0619 | 26997.4219 | 0 | 7763.7649 | 0 | 0 | 4314.624 | 279.7217 | 300.2653 | 54508.797 | 2021 | 0.0029031 | 0 | 0.018946 | 0.10588 | 0 | 0.013773 | 0 | 0 | 0.0064719 | 0.00013986 | 1.2011e-06 | 0.14812
[7 empty] | 2022 | 1341.6475 | 0 | 13416.2398 | 25837.1223 | 0 | 7531.8766 | 0 | 0 | 5797.355 | 598.5579 | 659.9433 | 55182.7425 | 2022 | 0.0024284 | 0 | 0.019185 | 0.10133 | 0 | 0.013362 | 0 | 0 | 0.008696 | 0.00029928 | 2.6398e-06 | 0.14531
[7 empty] | 2023 | 1120.3149 | 0 | 13494.481 | 24397.8349 | 0 | 7242.2913 | 0 | 0 | 7483.1782 | 956.8672 | 1079.1169 | 55774.0844 | 2023 | 0.0020278 | 0 | 0.019297 | 0.095688 | 0 | 0.012848 | 0 | 0 | 0.011225 | 0.00047843 | 4.3165e-06 | 0.14157
[7 empty] | 2024 | 935.1915 | 0 | 13471.7337 | 22693.1916 | 0 | 6895.1398 | 0 | 0 | 9363.7319 | 1354.9958 | 1557.8009 | 56271.7852 | 2024 | 0.0016927 | 0 | 0.019265 | 0.089003 | 0 | 0.012232 | 0 | 0 | 0.014046 | 0.0006775 | 6.2312e-06 | 0.13692
[7 empty] | 2025 | 780.4611 | 0 | 13326.8635 | 20757.3339 | 0 | 6482.3179 | 0 | 0 | 11428.2727 | 1793.2224 | 2095.8533 | 56664.3248 | 2025 | 0.0014126 | 0 | 0.019057 | 0.08141 | 0 | 0.0115 | 0 | 0 | 0.017142 | 0.00089661 | 8.3834e-06 | 0.13143
[7 empty] | 2026 | 650.4395 | 0 | 12635.1452 | 19052.9408 | 0 | 5898.0455 | 0 | 0 | 13245.0205 | 2534.2427 | 2889.8782 | 56905.7123 | 2026 | 0.0011773 | 0 | 0.018068 | 0.074726 | 0 | 0.010463 | 0 | 0 | 0.019868 | 0.0012671 | 1.156e-05 | 0.12558
[7 empty] | 2027 | 540.4109 | 0 | 11745.9875 | 17353.8283 | 0 | 5222.1767 | 0 | 0 | 15057.7239 | 3350.7986 | 3774.3304 | 57045.2562 | 2027 | 0.00097814 | 0 | 0.016797 | 0.068062 | 0 | 0.0092641 | 0 | 0 | 0.022587 | 0.0016754 | 1.5097e-05 | 0.11938
[7 empty] | 2028 | 446.8024 | 0 | 10684.1715 | 15666.9209 | 0 | 4466.1637 | 0 | 0 | 16850.4411 | 4241.1025 | 4746.4932 | 57102.0953 | 2028 | 0.00080871 | 0 | 0.015278 | 0.061446 | 0 | 0.007923 | 0 | 0 | 0.025276 | 0.0021206 | 1.8986e-05 | 0.11287
[7 empty] | 2029 | 366.9368 | 0 | 9490.6899 | 13981.1615 | 0 | 3651.4971 | 0 | 0 | 18606.1611 | 5201.3172 | 5801.317 | 57099.0805 | 2029 | 0.00066416 | 0 | 0.013572 | 0.054834 | 0 | 0.0064778 | 0 | 0 | 0.027909 | 0.0026007 | 2.3205e-05 | 0.10608
[7 empty] | 2030 | 298.7385 | 0 | 8205.6546 | 12286.3461 | 0 | 2800.6288 | 0 | 0 | 20307.9722 | 6225.5616 | 6931.4014 | 57056.3031 | 2030 | 0.00054072 | 0 | 0.011734 | 0.048187 | 0 | 0.0049683 | 0 | 0 | 0.030462 | 0.0031128 | 2.7726e-05 | 0.099033
1
2
3
4
5
6
RCFC: Total | [6 empty] | Total usage (kg) | [12 empty] | Total usage (Mt CO2e)
[8 empty] | HCFC-22 | HCFC-123 | HFC-134a | HFC-404A | HFC-410A | HFC-407C | HFC-32 | HFC-Mix | GWP <2150 | GWP <1000 | GWP <10 | Total |  | HCFC-22 | HCFC-123 | HFC-134a | HFC-404A | HFC-410A | HFC-407C | HFC-32 | HFC-Mix | GWP <2150 | GWP <1000 | GWP <10 | Total
[7 empty] | 2018 | 50938.5488 | 0 | 422621.1866 | 788813.3838 | 2766.9611 | 31453.4469 | 0 | 0 | 43882.5497 | 1305.2104 | 53383.6768 | 1395164.9641 | 2018 | 0.092199 | 0 | 0.60435 | 3.0937 | 0.0057774 | 0.055798 | 0 | 0 | 0.065824 | 0.00065261 | 0.00021353 | 3.9185
[7 empty] | 2019 | 43154.7821 | 0 | 416587.5382 | 765905.8678 | 3365.9578 | 34283.8828 | 0 | 0 | 42804.4001 | 2065.8038 | 60688.8765 | 1368857.1091 | 2019 | 0.07811 | 0 | 0.59572 | 3.0039 | 0.0070281 | 0.06082 | 0 | 0 | 0.064207 | 0.0010329 | 0.00024276 | 3.811
[7 empty] | 2020 | 35542.7248 | 0 | 434230.7062 | 744313.3143 | 4076.3359 | 37362.4122 | 0 | 0 | 42107.1264 | 2899.322 | 68147.6327 | 1368679.5743 | 2020 | 0.064332 | 0 | 0.62095 | 2.9192 | 0.0085114 | 0.066281 | 0 | 0 | 0.063161 | 0.0014497 | 0.00027259 | 3.7442
[7 empty] | 2021 | 28112.7148 | 0 | 437118.2328 | 706423.9094 | 4759.004 | 37743.7651 | 0 | 0 | 58642.5929 | 12694.1578 | 82102.3539 | 1367596.7306 | 2021 | 0.050884 | 0 | 0.62508 | 2.7706 | 0.0099368 | 0.066957 | 0 | 0 | 0.087964 | 0.0063471 | 0.00032841 | 3.6181
[7 empty] | 2022 | 20966.0182 | 0 | 438320.2723 | 665311.1993 | 5406.9619 | 37958.4464 | 0 | 0 | 77384.6663 | 23894.3836 | 96773.0275 | 1366014.9755 | 2022 | 0.037948 | 0 | 0.6268 | 2.6094 | 0.01129 | 0.067338 | 0 | 0 | 0.11608 | 0.011947 | 0.00038709 | 3.4811
[7 empty] | 2023 | 14128.7493 | 0 | 437776.2281 | 621049.1018 | 6011.8078 | 38014.1716 | 0 | 0 | 98353.1046 | 36525.4469 | 112163.4792 | 1364022.0892 | 2023 | 0.025573 | 0 | 0.62602 | 2.4358 | 0.012553 | 0.067437 | 0 | 0 | 0.14753 | 0.018263 | 0.00044865 | 3.3336
[7 empty] | 2024 | 11269.9181 | 0 | 435413.3376 | 570751.328 | 6565.8643 | 37915.1844 | 0 | 0 | 121564.6946 | 50613.2027 | 128275.1554 | 1362368.6852 | 2024 | 0.020399 | 0 | 0.62264 | 2.2385 | 0.01371 | 0.067262 | 0 | 0 | 0.18235 | 0.025307 | 0.0005131 | 3.1707
[7 empty] | 2025 | 8831.9289 | 0 | 431150.1562 | 517452.0809 | 7064.4533 | 37661.9369 | 0 | 0 | 147032.0735 | 66183.8492 | 145107.386 | 1360483.865 | 2025 | 0.015986 | 0 | 0.61654 | 2.0294 | 0.014751 | 0.066812 | 0 | 0 | 0.22055 | 0.033092 | 0.00058043 | 2.9978
[7 empty] | 2026 | 6791.3916 | 0 | 408316.3187 | 475415.9522 | 7414.4473 | 35390.5005 | 0 | 0 | 172965.7934 | 85539.3727 | 166759.6768 | 1358593.4532 | 2026 | 0.012292 | 0 | 0.58389 | 1.8646 | 0.015481 | 0.062783 | 0 | 0 | 0.25945 | 0.04277 | 0.00066704 | 2.8419
[7 empty] | 2027 | 5113.3809 | 0 | 382576.5876 | 431748.7764 | 7620.9621 | 32705.8165 | 0 | 0 | 200939.8215 | 106777.477 | 189214.1947 | 1356697.0168 | 2027 | 0.0092552 | 0 | 0.54708 | 1.6933 | 0.015913 | 0.05802 | 0 | 0 | 0.30141 | 0.053389 | 0.00075686 | 2.6791
[7 empty] | 2028 | 3760.4453 | 0 | 353855.1958 | 386567.346 | 7694.2173 | 29636.8834 | 0 | 0 | 230956.7134 | 129928.6067 | 212470.3455 | 1354869.7534 | 2028 | 0.0068064 | 0 | 0.50601 | 1.5161 | 0.016066 | 0.052576 | 0 | 0 | 0.34644 | 0.064964 | 0.00084988 | 2.5098
[7 empty] | 2029 | 2698.8031 | 0 | 322060.4708 | 340102.5509 | 7644.6226 | 26221.0014 | 0 | 0 | 263006.803 | 155016.8109 | 236532.1331 | 1353283.1958 | 2029 | 0.0048848 | 0 | 0.46055 | 1.3339 | 0.015962 | 0.046516 | 0 | 0 | 0.39451 | 0.077508 | 0.00094613 | 2.3348
[7 empty] | 2030 | 1897.353 | 0 | 287097.8132 | 292769.1426 | 7477.9231 | 22492.1536 | 0 | 0 | 297054.5554 | 182054.2528 | 261404.9857 | 1352248.1794 | 2030 | 0.0034342 | 0 | 0.41055 | 1.1482 | 0.015614 | 0.039901 | 0 | 0 | 0.44558 | 0.091027 | 0.0010456 | 2.1554
1
2
3
4
5
6